## (Top)Materials look exp
Materials look exp
Image | Sr. No | Material | Cost (sq.ft) | Thk(mm) | Best Places to Use | Brands:
| 1 | Venetian Plaster Paint | ₹180 – ₹350 | 1–3 | Living room and bedroom accent walls, hotel lobbies,foyer, reception. | Vasari India
| 2 | Marble-Finish Tiles | ₹90 + | 8–10 | Living room floors, bathroom walls, kitchen backsplash. | Kajaria, Somany, Nitco
| 3 | Premium Finish Laminates | ₹200+ | 0.8 – 1.5 | TV units, wardrobes, kitchen cabinets, accent panels. | Royale Touche Luxury Laminates

## (Bottom)Materials look exp
Materials that look Rs.50L+ But cost under RS.50K
Image | Details
1) Venetian Plaster Paint
Description : Luxurious textured marble-like wall finish
Raw Material Cost: ₹180 – ₹350 / sq.ft
Thickness Required: 1–3 mm finished texture coat on prepared wall.
Installation Process: Prep wall (repair/primer) → apply base coat → apply texture/Venetian layers → seal with protective finish.
Maintenance: Wipe dust lightly, reseal every few years to preserve sheen.
Pros:
1.Creates luxurious depth like stone or polished plaster, elevating feature walls.
2.Can be customized with colour, sheen, and vein patterns to mimic high-end finishes.
Cons:
1.Requires skilled applicator for premium finish.
2.Not ideal for high-moisture areas without proper sealing.
Best Places to Use:
Living room and bedroom accent walls, hotel lobbies, luxury bathrooms,foyer, reception
Recommended Brands:
Vasari India
2) Marble-Finish Tiles :
Description : Elegant marble-look durable floor tiles
Raw Material Cost: ₹90 / sq.ft onwards
Thickness Required: 8–10 mm tile thickness.
Installation Process: Lay tiles on pre-prepared screed with adhesive → grout joints → seal if matte finish.
Maintenance: Mop with mild detergent; avoid harsh acids on polished surfaces.
Pros:
Realistic marble aesthetic at a fraction of stone cost and no upkeep of real stone.
Durable for floors/walls and available in many vein styles.
Cons:
Can feel cold without rugs or soft materials.
Grout lines still visible unless large format used.
Best Places to Use: Living room floors, bathroom walls, kitchen backsplash.
Recommended Brands : Kajaria, Somany, Nitco
3) Premium Laminate Finish
Description : Sleek, durable surface finish that enhances aesthetics , easy maintenance and long-lasting performance.
Raw Material Cost: ₹200 / sq.ft onwards for high-finish decorative laminates
Thickness Required: 0.8 mm – 1.5 mm
Installation Process: Laminate sheets are bonded to substrates (ply/MDF) with adhesive; edges banded for finish.
Maintenance: Wipe with a soft damp cloth; avoid abrasive cleaners.
Pros:
Wide range of textures— stone, wood, gloss, matte.
Durable, scratch-resistant surfaces with easy cleaning.
Cons:
Looks less rich than real wood or lacquer if viewed closely.
Thin laminates can peel if bonded poorly or exposed to moisture.
Best Places to Use: TV units, wardrobes, kitchen cabinets, accent panels.
Recommended Brands: Royale Touche Luxury Laminates

## (Top)TOP 10 MATERIALS
Top 10 Materals 2026
Image | Sr. No | Material | Cost (sq.ft) | Thk(mm) | Best Places to Use | Brands:
| 1 | Liquid Metallic Ombre | ₹800-₹2500 | 0.5–1 | Feature walls, entry foyers, dining accent walls, bars, powder rooms | Colortale
| 2 | Microcement | ₹200–₹500 | 2–3 | Floors, walls, bathrooms, furniture | Colortale
| 3 | Alabaster Lights | ₹12,000 – ₹40,000 / light | 5–20 | Dining rooms, bedrooms, table lamps, Luxury lounges | World of abner , Mugen Design Lab
| 4 | Artistic Acoustic Panels | ₹7,000 – ₹14,000 | 20–50 | Home offices, studios, media rooms, living rooms. | Unidus Accoustics
| 5 | Textured Lime Plaster | ₹40–₹120 | 8–15 | Feature walls, living rooms, hallway | Limocoat
| 6 | 3D Artwork | ₹55,000 + | 4–5" | Living room feature wall, Bedroom statement wall, Luxury hotel & reception areas | Godai Arts
| 7 | Optical Fibre Fabric | varies on request. | NA | Feature walls in bedrooms, Dining Table Tops | DreamLux
| 8 | Venetian Plaster | ₹180- ₹400 | 2–5 | Foyer & entry walls, Dining room feature walls, Master bedroom walls | Vasari India
| 9 | Flexible MDF Curves | 2400 /sheet | 4–12 | TV units & feature walls | Element Décor
| 10 | WALL ACCOUSTIC FLUTED PANELS | ₹60+ | 9–24 | Home theatres, Study rooms, Bedrooms, Conference & meeting rooms | :Unidus Acoustics

## (Bottom)TOP 10 MATERIALS
Top 10 Materals 2026
Image | Details
1)Liquid Metallic Ombre
· Description : Glossy gradient metallic fluid wall finish
· Raw Material Cost: ₹800-₹2500 /sq ft Metallic epoxy base paint + metallic pigments
· Thickness Required : 0.5–1 mm thin liquid coats epoxy layers, build up by multiple thin layers
· Installation Process : Prep surface → primer → base colour → metallic layers → seal with clear coat → level & cure.
· Maintenance: Wipe with a soft, damp microfiber, avoid abrasive cleaners.
· Pros : High visual impact & custom gradient effects with ultra-modern look. Seamless, continuous finish with minimal joints.
· Cons :Skilled application needed for smooth blends & avoiding streaks. Can show imperfections if surface not prepped perfectly.
· Best Places to Use : Feature walls, entry foyers, dining accent walls, bars, powder rooms
· Recommended Brands: Colortale
2) Microcement
· Description : Cement polymer resins fine aggregates mixture
· Raw Material Cost: As premium finish ₹200–₹500/ sq ft
· Thickness Required : 2–3 mm total on walls/floors
· Installation Process : Clean & prep → primer → base coats (2-3 coats) → top finish coats → sealing.
· Maintenance: Mop with neutral pH cleaner; avoid harsh chemicals.
· Pros : Seamless & waterproof finish with minimal look. . Ultra-thin so no change to floor/door levels.
· Cons : Must be applied by experienced skills for good adhesion. Can show cracks/chips if substrate moves.
· Best Places to Use : Floors, walls, bathrooms, furniture
· Recommended Brands: Colortale
3) Alabaster Lights
· Description: Soft, glowing, sculptural lighting creating warmth and luxury without visual heavines.
· Raw Material Cost: ₹12,000 – ₹40,000/ light fixture
· Thickness Required : 5–20 mm solid alabaster stone or cast alabaster used in fixtures.
· Installation Process : Electrical point planning → ceiling hook / mounting plate → fixture installation → LED integration & testing
· Maintenance: Dust regularly and wipe gently with a dry or slightly damp cloth,avoid harsh cleaners.
· Pros : Creates a soft, warm glow and works as a strong visual centerpiece.Pairs beautifully with modern interiors
· Cons : Premium pricing. Requires careful handling due to the stone’s delicate nature.
· Best Places to Use : Dining rooms, bedrooms, table lamps, Luxury lounges
· Recommended Brands: World of abner,Mugen Design Lab
4) Artistic Acoustic Panels
· Description: Artistic wall panels that improves sound quality
· Raw Material Cost: ₹7,000 – ₹14,000/ panel unit
· Thickness Required : 20–50 mm
· Installation Process : Mark panel layout → mount clips/framing → fix panels → seal gaps.
· Maintenance: Vacuum or gentle fabric brush dusting.
· Pros : Reduces echo & improves room acoustics. Visual design element
· Cons : Higher cost than plain wall finishes. Needs correct placement for real acoustic impact.
· Best Places to Use : Home offices, studios, media rooms, living rooms.
· Recommended Brands: Unidus Accoustics
5) Textured Lime Plaster
· Description: Traditional lime + sand mixture-Breathable and timeless. Adds depth, softness, and an earthy elegance
· Raw Material Cost: Lime plaster material ₹40–₹120/ sq ft
· Thickness Required : 8–15 mm typical multi-coat
· Installation Process : Prep substrate → scratch coat → intermediary coat → final finish coat → curing.
· Maintenance: Wipe lightly & avoid harsh solvents.
· Pros : Breathable, sustainable & timeless finish. Reduces mould risk & regulates humidity.
· Cons : Longer install & requires skilled plasterer. Slightly higher cost and time than gypsum plaster.
· Best Places to Use : Feature walls, living rooms, hallway
· Recommended Brands: Limocoat
Image
6) 3D ARTWORK
· Description: Handcrafted wall art with strong depth,giving a 3D feel
· Raw Material Cost: ₹55,000 onwards.
· Thickness Required :4–5 inches
· Installation Process :Artwork mounted on prepared wall using heavy-duty anchors & adhesives
· Maintenance :Dust gently with a soft dry cloth; avoid water or harsh cleaners.
· Pros : Creates a one-of-a-kind luxury focal point that cannot be replicated. Fully customizable in design, size, texture, and colour.
· Cons : Longer install & requires skilled plasterer. Slightly higher cost and time than gypsum plaster. Requires professional installation.
· Best Places to Use :Living room feature wall, Bedroom statement wall, Luxury hotel & reception areas
· Recommended Brands: Godai Arts
Image
7) OPTICAL FIBRE FABRIC
· Description: A high-end luminous fabric that create glowing surfaces with light within.
· Raw Material Cost : varies on request.
· Thickness Required : 2-5 mm appliedin miltiple thin coats
· Installation Process :Fabric stretched or panel-mounted over LED light source, with concealed wiring and power supply. Executed with
fabricator + electrician.
· Maintenance : Gentle vacuuming and dry cloth cleaning keeps lighting components dust-free.
· Pros : Creates soft ambient lighting with a futuristic luxury feel.Highly custom and experiential material.
· Cons : High cost. Requires specialized installation expertise.
· Best Places to Use : Feature walls in bedrooms, Dining Table Tops
· Recommended Brands: DreamLux (Italy)
8) VENETIAN PLASTER
· Description: A premium wall finish that mimics natural stone with depth and subtle sheen.
· Raw Material Cost : ₹180- ₹400/ sq.ft
· Thickness Required : 2–5 mm applied in multiple thin coats
· Installation Process : Wall leveling → primer → 2–3 plaster coats applied with steel trowel → burnishing → optional sealer.
· Maintenance :Clean with a slightly damp cloth. Avoid abrasive cleaners.
· Pros : Gives a luxury stone-like finish without joints. Durable, breathable, and visually rich.
· Cons : Requires skilled applicators for best results.Costlier than regular paint finishes.
· Best Places to Use : Foyer & entry walls, Dining room feature walls, Master bedroom walls
· Recommended Brands: Vasari India
9) FLEXIBLE MDF CURVES
· Description: Flexible MDF sheets help give flute panel look, specially for curved or rounded walls.
· Raw Material Cost : ₹2,400 / sheet
· Thickness : 4 mm,6 mm ,8 mm, 12 mm
· Installation Process : Fixed onto curved surface or framework using Marine Fevicol. Clear silicone used at joints for flexibility and neat finish.
· Maintenance: Wipe with a dry or lightly damp cloth, protect from moisture.
· Pros : Enables seamless curves impossible with regular MDF. Lightweight and ideal for contemporary designs.
· Cons : Needs precise surface preparation. Must be properly sealed to prevent moisture damage.
· Best Places to Use : TV units & feature walls
· Recommended Brands: Element Décor
10) WALL ACCOUSTIC FLUTED PANELS
· Description: Decorative fluted panels that improve acoustics while adding aesthetic look to walls.
· Raw Material Cost : ₹60 /- sq.ft onwards depending on acoustic core & finish
· Thickness Required : 9mm- 24mm thk
· Installation Process : Panels fixed on wall or battens using adhesive/screws, with optional acoustic insulation backing.
· Maintenance :Vacuum flutes periodically to avoid dust accumulation.
· Pros : Enhances sound absorption and speech clarity.Adds modern linear texture to interiors.
· Cons: Grooves require regular cleaning. Performance depends on correct backing and installation.
· Best Places to Use : Home theatres, Study rooms, Bedrooms, Conference & meeting rooms
· Recommended Brands: Unidus Acoustics

## Limewash
LIMEWASH
Material | Natural mineral-based paint made from hydrated lime (calcium hydroxide), water, and natural pigments. Chalky, breathable finish.
Raw Material Cost | ₹20 – ₹38 / sq.ft
Thickness | 0.2 – 0.5 mm per coat, built up in multiple layers. Supplied in liquid form in 5L, 10L, 20L buckets
Installation Process | Surface prep → dilute lime → apply 2–3 coats with brush → allow drying between coats
Maintenance | Medium durability of 2–5 years. Requires occasional touch-ups and recoating over time. Clean with dry or damp cloth; avoid harsh chemicals.
Pros | Cost-effective, natural finish, breathable walls, unique handcrafted aesthetic, antibacterial properties, soft earthy tones.
Cons | Less durable in high-traffic areas, may appear uneven if poorly applied, limited colour range, slower application due to multiple coats, requires periodic maintenance.
Best Place To Use | Living rooms, bedrooms, feature walls, boutique hotels, rustic interiors
Recommended Brands | Limocoat, Vasari India

## Lime Plaster
LIME PLASTER
Material | A natural wall finish made from slaked lime (lime putty), fine sand and water. It may include natural additives. Completely mineral-based and free from synthetic chemicals.
Raw Material Cost | ₹80 – ₹250 per sq.ft depending on finish type,material quality, and applicator expertise.
Thickness | 2 – 5 mm. Applied in multiple layers (base + finish coats). Supplied as paste or dry mix.
Installation Process | Surface prep → base coat → second coat → smoothing/burnishing → curing
Maintenance | High durability: 8–15 years. Low maintenance; can be cleaned gently and may require occasional sealing in high-use areas.
Pros | Highly durable, breathable, natural and eco-friendly,versatile textures, crack-resistant, long lifespan.
Cons | Higher cost than lime wash, requires skilled labour, longer application time, limited bright colour options, surface cracks possible if improperly cured.
Best Place To Use | Feature walls, living rooms, bedrooms, luxury residences, boutique hotels, villas, Mediterranean and wabi-sabi interiors.
Recommended Brands | Limocoat, Vasari India and Colortale,

## Venetian Plaster
VENETIAN PLASTER
Material & Composition | A premium decorative plaster made from slaked lime (lime putty) with very fine marble dust and natural pigments. Mineral-based with a polished stone-like finish.
Raw Material Cost | ₹250 – ₹800/ sq.ft , depending on finish complexity, brand, and applicator expertise
Thickness | 1 – 3 mm overall thickness applied in multiple thin layers.
Installation Process | Base → multiple thin coats with steel trowel → burnish → optional sealing/waxing
Maintenance | High durability when sealed. Interior lifespan: 10–15+ years. Low maintenance; wipe with soft damp cloth. Avoid harsh chemicals. Periodic waxing may be required to maintain sheen.
Pros | Luxurious marble-like finish, seamless surface, highly durable, breathable , wide range of finishes like gloss,satin
Cons | Expensive, requires highly skilled labour, time-intensive application, difficult to repair seamlessly, surface imperfections highly visible if base is not perfect.
Best Place To Use | Feature walls, living rooms, master bedrooms, luxury residences, hotel lobbies, reception areas, high-end retail spaces.
Recommended Brands | Vasari India

## Microcement
MICROCEMENT
Material & Composition | A decorative coating made from cement, fine aggregates, polymers, resins, and pigments. Modified with additives for flexibility and water resistance.
Raw Material Cost | ₹180 – ₹450 per sq.ft (including material & labour), depending on brand, finish, and application complexity.
Thickness | 2 – 4 mm thickness applied in multiple layers.Supplied as powder + liquid polymer mix system.
Installation Process | Surface Prep → multiple thin coats with steel trowel → burnish → optional sealing/waxing
Maintenance | High durability. 10–15 years. Highly resistant to wear when sealed. Easy maintenance—clean with mild detergent; avoid abrasive scrubbing. Resealing may be required over time.
Pros | Seamless with no joints, highly versatile (walls, floors, bathrooms, furniture), waterproof when sealed, can be applied over existing surfaces
Cons | Requires highly skilled application, risk of cracks if substrate moves, expensive compared to tiles/paint, repair can be tricky, proper sealing is critical.
Best Place To Use | Bathrooms, kitchens, living rooms, feature walls, floors, staircases, furniture surfaces, modern and industrial interiors.
Recommended Brands | Colortale

## Clay cadding
CLAY CLADDING
Material & Composition | Made from natural clay that is shaped and kiln-fired into panels, tiles, or bricks. May include terracotta, baked clay, or extruded clay elements. Completely natural and mineral-based.
Raw Material Cost | ₹150 – ₹500 per sq.ft. depending on profile, brand, and installation system.
Thickness | 10 – 25 mm thickness.Available as tiles, panels, hollow blocks, or baguette systems.
Installation Process | Surface prep → substructure framing preparation → fixing (mechanical or adhesive) → alignment & joint leveling → finishing (grouting/edge detailing)
Maintenance | Very high durability. 0–50 years. Resistant to weather, UV, and fading. Low maintenance; occasional cleaning with water recommended.
Pros | Natural material, highly durable, weather-resistant, excellent thermal insulation, breathable, timeless aesthetic, ideal for façades and feature walls.
Cons | Higher initial cost, requires proper installation system, heavier than paint/plaster finishes, limited colour palette (earth tones), skilled labour required.
Best Place To Use | Building façades, exterior walls, balconies, feature walls, commercial buildings, villas, earthy modern interiors.
Recommended Brands | MCM Flexi, and Articlad

## Liquid Metallic Ombres
LIQUID METALLIC OMBRES
Material | Decorative coating made from water-based or solvent-based metallic paints containing metallic pigments, binders, and additives. Applied in layers to create gradient effects with reflective sheen.
Raw Material Cost | ₹180 – ₹500+ per sq.ft (including material & labour), depending on brand, metallic quality, and application complexity.
Thickness | Very thin coating of 0.5 – 1 mm overall across layer. Supplied as liquid paint system.
Installation Process | Surface prep → base coat → metallic layer application → ombre blending → optional protective topcoat
Maintenance | Medium durability. 5–8 years. Requires gentle cleaning with soft cloth; avoid abrasive cleaners. Protective coating improves longevity.
Pros | High visual impact, luxurious metallic sheen, customizable designs, wide colour options, perfect for statement walls, enhances lighting reflection.
Cons | Requires highly skilled application, expensive compared to regular paints, difficult to repair seamlessly, base surface imperfections highly visible, not suitable for rough use areas.
Best Place To Use | Feature walls, living rooms, dining areas, bedrooms, hotel lobbies, reception areas, salons, luxury retail spaces.
Recommended Brands | Colortale

## Comparison
Comparison - Lime Wash, Lime Plaster, Venetian Plaster, Clay Cladding
Category | Lime Wash | Lime Plaster | Venetian Plaster | Clay Cladding
Material | Mineral paint | Natural plaster | Decorative plaster | Cladding system
Composition | Slaked lime + water + pigments | Lime + sand, marble dust | Lime + marble dust + pigments | Kiln-fired natural clay
Finish Look | Soft, cloudy, matte | Smooth to textured, earthy | Glossy,satin, marble-like | Rustic to modern, earthy panels
Aesthetic Positioning | Subtle, rustic | Premium natural | Luxury statement | Curves, façades
Thickness | 0.2 – 0.5 mm | 2 – 5 mm | 1 – 3 mm | 10 – 25 mm
Cost (₹/sq.ft) | ₹20 – ₹38 | ₹80 – ₹250 | ₹250 – ₹800 | ₹150 – ₹500
Application Type | Brush layered coats | Trowel multi-layer plaster | Trowel + burnishing | Mechanical tiling
Skill Level Required | Medium | High | Very high | High
Durability | Medium (3–5 yrs) | High (8–15 yrs) | High (10–15+ yrs) | High (20–50 yrs)
Maintenance | Periodic recoating | Low maintenance | Low | Very low
Seamlessness | Seamless | Seamless | Seamless | Jointed system

## Flooring Finishes
Flooring Finishes
Image | Sr. No. | Material | Cost (sq.ft) | Thk (mm) | Best Place To Use | Brands
| 1 | WPC Deck | ₹350 – ₹900 | 20–25 | Balconies, terraces, pool decks | Inovar Flooring, VOX
| 2 | SPC | ₹180 – ₹350 | 4–8 | Bedroom flooring, office flooring | Welspun, Euro Pratik
| 3 | PVC Vinyl | ₹120 – ₹300 | 2–5 | Bedrooms, office spaces, retail stores | Welspun, Euro Pratik
| 4 | Laminate wood | ₹120 – ₹350 | 8–12 | Bedrooms, study rooms | Pergo, Greenlam
| 5 | Engineered wood | ₹350 – ₹900 | 12–18 | Living rooms, bedrooms, luxury apartments | Square Foot, Mikasa, Greenlam
| 6 | Solid wood | ₹600 – ₹2,000 | 18–20 | Luxury living rooms, villas, premium bedrooms | Square Foot, Mikasa Floors
| 7 | Italian Marble | ₹250 – ₹8,000+ | 16–20 | Living room , staircases, luxury bathrooms | Classic Marble Company
| 8 | Indian Marble | ₹90 – ₹600 | 16–20 | Living rooms, bedrooms, staircases | RK Marble, Bhandari Marble Group
| 9 | Granite | ₹120 – ₹400 | 18–20 | Staircases, exterior flooring | RK Marble, Classic Marble Company
| 10 | Kota Stone | ₹90 – ₹200 | 18–25 | Outdoor ,staircases, utility areas | local quarries
| 11 | Slate Stone | ₹150 – ₹400 | 10–15 | Outdoor flooring, rustic interiors | Classic Marble Company
| 12 | Limestone | ₹120 – ₹350 | 18–25 | Traditional homes, courtyards | Stonex India, RK Marble
| 13 | Sandstone | ₹80 – ₹250 | 18–25 | Outdoor, pathways | Array Stone, Tripura Stones
| 14 | Terrazzo | ₹150 – ₹350 | 15–20 | Living rooms, corridors, commercial floors | Bharat Flooring, NITCO Terrazzo
| 15 | Cement IPS | ₹80 – ₹180 | 25–40 | Industrial homes, terraces, balconies | Local IPS contractors
| 16 | Microcement | ₹300 – ₹70 | 2–3 | Modern homes, bathrooms, seamless flooring | Ideal Work, Topciment, Terraco
| 17 | Epoxy | ₹250 – ₹600 | 1–3 | Parking areas, commercial kitchens, garages | Fosroc, Sika, Flowcrete
| 18 | Ceramic Tiles | ₹40 – ₹120 | 8–10 | Bathrooms, kitchens, balconies, utility areas | Kajaria, Somany
| 19 | Vitrified Tiles | ₹60 – ₹250 | 8–10 | Living room, bedroom , commercial floors | Kajaria, Somany, Johnson
| 20 | Porcelain Tiles | ₹120 – ₹400 | 8–12 | Luxury floors, high traffic areas | Kajaria, RAK Ceramics
| 21 | Bamboo | ₹250 – ₹600 | 10–15 | Sustainable eco friendly homes | Greenlam,Epitome
| 22 | Cork | ₹300 – ₹700 | 6–12 | Bedrooms, quiet spaces | Amorim, Granorte
| 23 | Concrete Polished | ₹150 – ₹400 | 50–100 | Industrial interiors | Ultratech,
| 24 | Metal Inlay | 800+ | Custom | Accent for homes | Arttd’inox
| 25 | Carpet Tiles | ₹150 – ₹400 | 6–8 | Office workspace,Retail stores and showrooms | Venjara Carpets
| 26 | Rubber Gym Tiles | ₹200 – ₹600 | 8–20 | Commercial gyms, weightlifting areas | Duraflor
| 27 | Artificial Turf | ₹120 – ₹350 | 10–20 | Functional training zones, CrossFit areas, balconies | Field Turf, TigerTurf

## Wall Finishes
Wall Finishes
Image | Sr. No. | Material | Cost (sq.ft) | Thk (mm) | Best Place To Use | Brands
| 1 | Texture Paint | ₹80 – ₹250 | 1–3 | Living room feature walls, bedroom accent walls | Asian Paints Royale Play, Nerolac
| 2 | PU Paint | ₹250 – ₹600 | 0.06 – 0.12 | Wardrobe shutters, wall panels, furniture finishes | ICA Pidilite, Asian Paints PU
| 3 | Duco Paint | ₹200 – ₹450 | 0.08 – 0.15 | MDF panels, furniture, decorative wall panels | Asian Paints, ICA Pidilite
| 4 | Emulsion Paint | ₹18 – ₹40 | 0.04 – 0.08 | Living rooms, bedrooms, ceilings | Asian Paints, Berger, Dulux
| 5 | Royale Paint | ₹40 – ₹80 | 0.04 – 0.08 | Living rooms, master bedrooms | Asian Paints Royale, Dulux Velvet Touch
| 6 | Satin Paint | ₹25 – ₹60 | 0.04 – 0.08 | Living rooms, hallways | Asian Paints , Dulux
| 7 | Matt Paint | ₹20 – ₹50 | 0.04 – 0.08 | Bedrooms | Asian Paints ,Berger
| 8 | Metallic Paint | ₹150 – ₹400 | 0.1 – 0.3 | Luxury feature walls | Asian Paints ,Royal Play
| 9 | Stucco Finish | ₹250 – ₹700 | 1 – 3 | Premium living rooms | Asian Paints
| 10 | Concrete Finish Paint | ₹200 – ₹500 | 1 – 3 | Industrial style interiors | Terraco
| 11 | Limewash Paint | ₹50 – ₹200 | 0.05 – 0.10 | Premium living rooms, bedrooms | Limocoat
| 12 | Lime Plaster | ₹150 – ₹500 | 1 – 2 | Premium living rooms, bedrooms | Limocoat
| 13 | Clay Plaster | ₹120 – ₹300 | 2 – 5 | Organic interiors, villas, eco homes | Clay works
| 14 | Veneer Paneling | ₹250 – ₹700 | 4–8 | TV walls, luxury bedrooms, living rooms | Century Veneers, Greenply
| 15 | HDMR Paneling | ₹120 – ₹350 | 6 – 18 | Wall paneling, wardrobes, TV units | Century, Greenply
| 16 | Laminate Wall Paneling | ₹150 – ₹350 | 1 | TV walls, wardrobes, feature walls | Greenlam, Merino, Century Laminates
| 17 | MDF Jali Panels | ₹200 – ₹500 | 12–18 | Partitions, feature walls,mandir panels | Greenpanel, Century
| 18 | CNC Cut Panels | ₹250 – ₹700 | 12–18 | Mandir walls, decorative panels | Panels
| 19 | Metal Wall Panels (Brass / SS) | ₹800 – ₹3,000 | 1–2 | Luxury interiors, hotel lobbies, premium feature walls | Stonelam Metal, Local fabricators
| 20 | PVC Wall Panels | ₹120 – ₹300 | 6–10 | TV walls, bedrooms, commercial interiors | Alstone, Ecoste, Euro Pratik
| 21 | WPC Panels | ₹180 – ₹400 | 8–12 | Feature walls, exterior cladding | Alstone, Ecoste
| 22 | Decorative Wall Tiles | ₹60 – ₹250 | 6–10 | Kitchen backsplashes, bathroom walls | Kajaria, Somany, Johnson
| 23 | Marble Wall Cladding | ₹250 – ₹8000 sq.ft | 16–20 | Living room feature walls, bathrooms | RK Marble, Classic Marble Company
| 24 | Granite Wall Cladding | ₹120 – ₹350 | 18–20 | Exterior walls, staircases | RK Marble, Classic Marble Company
| 25 | Slate stone Cladding | ₹250 – ₹600 | 10–15 | Exterior walls, rustic interiors, landscape walls | Stone Depot, EarthStona
| 26 | Quartzite Wall Cladding | ₹300 – ₹1,200 | 12–20 | Feature walls, luxury interiors | Classic Marble Company
| 27 | Fabric Wall Panels | ₹400 – ₹1,200 | 15–40 | Bedrooms, acoustic walls | D'Decor, Stanley
| 28 | Acoustic Panels | ₹300 – ₹800 | 12–25 | Home theatres, offices | Unidus accoustics
| 29 | Venetian Plaster | ₹250 – ₹600 | 1–2 | Luxury living rooms | Asian Paints, Novacolor
| 30 | Microcement | ₹300 – ₹700 | 2–3 | Bathrooms, modern interiors | Topciment, Ideal Work
| 31 | Fluted Panels | ₹180 – ₹350 | 12–18 | TV walls, bedroom feature walls | Green panel
| 32 | Charcoal Panels | ₹200 – ₹450 | 8–12 | TV walls, commercial interiors | Advance Laminates, Alstone
| 33 | HPL Wall Cladding | ₹350 – ₹900 | 6 – 8 | Exterior walls, balconies | Greenlam, Merino
| 34 | Stone Veneer Panels | ₹250 – ₹700 | 2 – 4 | Bedroom accent walls, living rooms | Flex stone
| 35 | 3D Wall Panels (PVC / Gypsum) | ₹150 – ₹450 | 10 – 20 | Living Room Feature wall | Euro Pratik
| 36 | Upholstered Panels | ₹600 – ₹1,500 | 20 – 40 | Bedroom headboards | D décor
| 37 | Liquid Metal Finish | ₹1,200 – ₹4,000 | 1 – 3 | Luxury feature walls, furniture panels | Midas Metal
| 38 | Wallpaper | ₹80 – ₹1,200 | 0.20 – 0.50 | Bedroom accent walls, living rooms | Marshalls, D'Décor

## False Ceiling Finishes
False Ceiling Finishes
Image | Sr. No. | Material | Cost (sq.ft) | Thk (mm) | Best Place To Use | Brands
| 1 | POP | ₹80 – ₹150 | 10 – 15 | Living rooms, decorative ceilings | Local POP contractors
| 2 | Gypsum Board | ₹80 – ₹150 | 9–12 | Homes, offices, | Gyproc ,Saint Gobain
| 3 | Calcium Silicate Board | ₹70 – ₹140 | 6 – 12 | Bathrooms, balconies, moisture-prone areas | Shera, Hilux
| 4 | PVC Panels | ₹120 – ₹300 | 6 – 10 | Kitchens, bathrooms, commercial interiors | Alstone, Ecoste
| 5 | Aluminium GI | ₹250 – ₹700 | 0.5 – 1 | Offices, airports, commercial buildings | Armstrong World Industries, Hunter Douglas
| 6 | Mineral Fibre Ceiling Tiles | ₹120 – ₹250 | 12 – 15 | Offices, commercial spaces | Armstrong World Industries
| 7 | Wooden Panels | ₹250 – ₹800 | 12 – 18 | Luxury living rooms, lounges | Greenpanel, CenturyPly
| 8 | WPC | ₹180 – ₹400 | 8 – 12 | Balconies, semi- outdoor ceilings | Alstone, Ecoste
| 9 | Acoustic Panels | ₹250 – ₹800 | 12–25 | Offices, home theatres, studios | Armstrong, Inque group
| 10 | Glass | ₹800+ | 8–12 | Feature ceilings, luxury spaces | Saint Gobain
| 11 | Stretch Ceiling | ₹500 – ₹1,50 | 0.2–0.5 | Modern homes, backlit ceilings | Barrisol, Clipso
| 12 | Veneer | ₹200 – ₹600 | 6–12 | Living rooms, feature ceilings | Greenlam, CenturyPly, Merino
| 13 | Metal Baffle | ₹400 – ₹1,200 | 0.5 – 1 | Offices, commercial spaces, lobbies | Hunter Douglas, Armstrong
| 14 | Clay Plaster | ₹150 – ₹400 | 3–8 | Farmhouses, eco homes, rustic interiors
| 15 | Exposed Concrete | ₹80 – ₹250 |  | Industrial interiors, modern homes
| 16 | Texture Paint | ₹80 – ₹250 | 1–2 | Feature ceilings, living rooms | Asian Paints, Nerolac
| 17 | Venetian Plaster | ₹400 – ₹1,200 | 2–3 | Luxury homes, feature ceilings | San Marco, Novacolor
| 18 | Lime Wash | ₹60 – ₹150 | 1–2 | Bedrooms, living rooms, heritage homes, breathable interiors | Limocoat
| 19 | Lime Plaster | ₹120 – ₹350 | 2–5 | Villas, luxury homes, textured ceilings, eco-friendly interiors | Limocoat

## (Top)Italian Marbles
Italian Marbles
Image | Sr. No | Material | Cost (sq.ft) | Thk(mm) | Best Places to Use | Brands:
| 1 | Carrara marble | ₹500 – ₹1500 | 16-20 | Flooring, wall panels, bathrooms, countertops | Classic Marble Company, Elegant Marble
| 2 | Calacatta marble | ₹2000 – ₹6000 | 18-20 | Luxury flooring, statement walls, countertops | Classic Marble Company, Elegant Marble
| 3 | Statuario marble | ₹1500 – ₹5000 | 16-20 | Luxury flooring, wall cladding, bathrooms, tabletops | Classic Marble Company,Elegant Marble
| 4 | Crema Marfil | ₹600 – ₹1500 | 16-20 | Flooring, staircases, wall panels | Classic Marble Company, Elegant Marble
| 5 | Onyx Marble | ₹2000 – ₹7000 | 16-20 | Feature walls, bar counters, luxury interiors | Classic Marble Company, Elegant Marble
| 6 | Armani Brown marble | ₹700 – ₹2000 | 16-20 | Luxury flooring, wall cladding, bathroom walls, feature walls, | Classic Marble Company, Elegant Marble
| 7 | White Portoro marble | ₹2500 – ₹8000 | 18-20 | Feature walls, luxury bathrooms, decorative panels | Classic Marble Company, Elegant Marble
| 8 | Michelangelo marble | ₹900 – ₹2500 | 18-20 | Luxury flooring, wall cladding, bathrooms decorative wall panels | Classic Marble Company, Elegant Marble
| 9 | Bianco Lasa marble | ₹900 – ₹2500 | 18-20 | Luxury flooring, wall cladding, bathrooms, decorative wall panels | Classic Marble Company, Elegant Marble
| 10 | Travertine Marble | ₹250 – ₹800 | 16-20 | Living room flooring, Bathroom walls, Outdoor flooring and patios,Staircases | Classic Marble Company, Elegant Marble

## (Bottom)Italian Marbles
Italian Marbles (Detailed)
ITALIAN MARBLES
Image | 1.Carrara marble | Details
| Material | Light grey or white background with soft grey veining
| Types | Bianco Carrara, Carrara Venato
| Sizes | Slabs 8–10 ft length, 4–6 ft width
| Thk (mm) | 16–18 ,18–20
| Slab Cost (sq.ft) | ₹500 – ₹1500
| Installation Method | Cement bedding or stone adhesive
| Maintenance | Sealing recommended
| Pros | Elegant look, relatively affordable for Italian marble
| Cons | Can stain easily
| Best Places to Use | Flooring, wall panels, bathrooms, countertops
| Brands | Classic Marble Company, Elegant Marble
Image | 2.Calacatta marble | Details
| Material | Luxurious Italian marble with a white base and dramatic thick gold or grey veining.
| Types | Calacatta Gold, Calacatta Borghini, Calacatta Oro
| Sizes | 8–10 ft length
| Thk (mm) | 18mm – 20mm
| Slab Cost (sq.ft) | ₹2000 – ₹6000
| Installation Method | Installed using marble adhesive
| Maintenance | Requires sealing
| Pros | Highly luxurious aesthetic,Bold dramatic veining
| Cons | Very expensive, Porous
| Best Places to Use | Luxury flooring, statement walls, countertops
| Brands | Classic Marble Company, Elegant Marble
Image | 3.Statuario marble | Details
| Material | Bright white background with bold grey veins.
| Types | Statuario Classic, Statuario Extra, Statuario Venato
| Sizes | 8–10 ft length
| Thk (mm) | 16–18,18–20
| Slab Cost (sq.ft) | ₹1500 – ₹5000
| Installation Method | Installed using cement mortar or stone adhesive
| Maintenance | Requires sealing
| Pros | Premium appearance, elegant veining
| Cons | Expensive, porous
| Best Places to Use | Luxury flooring, wall cladding, bathrooms, tabletops
| Brands | Classic Marble Company,Elegant Marble
Image | 4.Crema Marfil | Details
| Material | Beige marble from Spain with subtle veining.
| Types | Crema Marfil Classic, Crema Marfil Select, Crema Marfil Coto
| Sizes | 7–9 ft
| Thk (mm) | 18-20
| Slab Cost (sq.ft) | ₹600 – ₹1500
| Installation Method | Cement mortar bedding
| Maintenance | Requires sealing
| Pros | Warm neutral tone suitable for many interiors, Very versatile
| Cons | Porous stone
| Best Places to Use | Flooring, staircases, wall panels
| Brands | Classic Marble Company, Elegant Marble
Image | 5.Onyx Marble | Details
| Material | Translucent natural stone with dramatic patterns and vibrant colors.
| Types | Honey Onyx, Green Onyx, White Onyx, Pink Onyx
| Sizes | 6–9 ft
| Thk (mm) | 16 – 20
| Slab Cost (sq.ft) | ₹2000 – ₹7000
| Installation Method | Special stone adhesive with back support
| Maintenance | Careful cleaning and sealing
| Pros | Translucent, unique patterns
| Cons | Fragile and expensive
| Best Places to Use | Feature walls, bar counters, luxury interiors
| Brands | Classic Marble Company, Elegant Marble
Image | 6.Armani Brown marble | Details
| Material | Dark brown marble with fine linear veins and elegant texture.
| Types | Armani Brown Classic, Armani Grey, Armani Bronze
| Sizes | 8–10 ft length
| Thk (mm) | 16– 20
| Slab Cost (sq.ft) | ₹700 – ₹2000
| Installation Method | Installed with cement mortar or stone adhesive with proper leveling
| Maintenance | Periodic polishing and sealing recommended
| Pros | Rich elegant colour, luxurious appearance, suitable for modern interiors
| Cons | Requires sealing, darker colour may show dust
| Best Places to Use | Luxury flooring, wall cladding, bathroom walls, feature walls
| Brands | Classic Marble Company, Elegant Marble
Image | 7.White Portoro marble | Details
| Material | Characterized by a deep black base with dramatic gold and white veins.
| Types | Portoro Gold, Portoro Black
| Sizes | 6–8 ft
| Thk (mm) | 18 – 20
| Slab Cost (sq.ft) | ₹2500 – ₹8000
| Installation Method | Installed using stone adhesive with skilled stone installation
| Maintenance | Regular sealing and careful cleaning recommended
| Pros | Highly luxurious appearance, unique veining pattern
| Cons | Very expensive, limited availability
| Best Places to Use | Feature walls, luxury bathrooms, decorative panels
| Brands | Classic Marble Company, Elegant Marble
Image | 8.Michelangelo marble | Details
| Material | Soft white background with elegant grey and beige veining
| Types | Michelangelo White, Michelangelo Grey
| Sizes | 8–10 ft length
| Thk (mm) | 18 – 20
| Slab Cost (sq.ft) | ₹900 – ₹2500
| Installation Method | Installed using cement mortar bedding or stone adhesive by skilled marble installers
| Maintenance | Periodic sealing and polishing recommended
| Pros | Elegant veining, premium aesthetic, versatile for modern and classic interiors
| Cons | Porous material, requires sealing
| Best Places to Use | Luxury flooring, wall cladding, bathrooms, countertops, decorative wall panels
| Brands | Classic Marble Company, Elegant Marble
Image | 9.Bianco Lasa marble | Details
| Material | Bright white marble with fine grey veining.
| Types | Bianco Lasa Classic, Bianco Lasa Venato
| Sizes | 7–9 ft
| Thk (mm) | 16 – 20
| Slab Cost (sq.ft) | ₹1500 – ₹4000
| Installation Method | Installed with cement mortar or marble adhesive with professional stone fixing
| Maintenance | Sealing and periodic polishing required to maintain shine
| Pros | Bright white appearance, elegant and timeless design
| Cons | Expensive and requires regular maintenance
| Best Places to Use | Premium flooring, wall cladding, bathrooms, luxury feature walls
| Brands | Classic Marble Company, Elegant Marble
Image | 10.Travertine Marble | Details
| Material | Natural limestone in warm earthy tones with naturally occurring holes and linear patterns.
| Types | Classic Travertine, Silver Travertine,Walnut Travertine, Ivory Travertine
| Sizes | 7–10 ft lengt
| Thk (mm) | 16 – 20 mm (flooring), 12 – 16 mm (wall cladding)
| Slab Cost (sq.ft) | ₹250 – ₹800
| Installation Method | Installed using cement mortar or stone adhesive on a prepared base
| Maintenance | Seal the stone. Clean with mild pH-neutral stone cleaner.Avoid acidic cleaners
| Pros | Elegant natural texture, Unique patterns, Cool Temperature, Durable
| Cons | Porous material, Natural holes may require filling,Can stain, Softer
| Best Places to Use | Living room flooring, Bathroom walls, Outdoor flooring and patios,Staircases
| Brands | Classic Marble Company, Elegant Marble

## (Top)Indian Marbles
Indian Marbles
Image | Sr. No | Material | Cost (sq.ft) | Thk(mm) | Best Places to Use | Brands:
| 1 | Makrana marble | ₹200 – ₹700 per sq ft | 16-20 | Flooring, temples, wall cladding | Classic Marble Company, Elegant Marble
| 2 | Banswara Marble | ₹120 – ₹400 | 16-20 | Living room flooring, Staircases, Feature walls | Classic Marble Company, Elegant Marble
| 3 | Katni Marble | ₹90 – ₹250 | 12–16 | Living rooms, Bedrooms, Commercial flooring | Classic Marble Company,Elegant Marble
| 4 | Ambaji Marble | ₹100 – ₹350 | 12–18 | Flooring, staircases, wall panels | RK Marble
| 5 | Morwad Marble | ₹90 – ₹250 ft | 12–18 | Bedrooms, Living room flooring, Staircases | Rajasthan marble suppliers

## (Bottom)Indian Marbles
Italian Marbles (Detailed)
INDIAN MARBLES
Image | 1.Makrana marble | Details
| Material | Pure white colour
| Types | Makrana White, Makrana Albeta
| Sizes | 8–10 ft length Slabs, Cut tiles: 1×1 ft, 2×2 ft, 2×4 ft
| Thk (mm) | 16–18 flooring,18–20 staircases, 12–15 wall cladding
| Slab Cost (sq.ft) | ₹200 – ₹700
| Installation Method | Cement mortar bedding
| Maintenance | Periodic polishing
| Pros | Durable and long-lasting
| Cons | Limited vein patterns
| Best Places to Use | Flooring, temples, wall cladding
| Brands | Classic Marble Company, Elegant Marble
Image | 2.Banswara Marble | Details
| Material | White marble with distinctive purple or grey veins
| Types | Banswara White, Banswara Purple, Banswara Gold
| Sizes | 5–9 ft length Slabs, Cut tiles 2×2 ft, 2×4 ft
| Thk (mm) | 16–18 flooring, 18–20 heavy-use areas 12–15 wall cladding
| Slab Cost (sq.ft) | ₹120 – ₹400
| Installation Method | Cement mortar bed installation, Polishing after laying
| Maintenance | Periodic sealing recommended, Avoid acidic cleaners
| Pros | Attractive natural veining, Good durability, Suitable for large flooring areas
| Cons | Requires sealing, Slight colour variation between slabs
| Best Places to Use | Living room flooring, Staircases, Feature walls
| Brands | Classic Marble Company, Elegant Marble
Image | 3.Katni Marble | Details
| Material | Beige and cream tones with subtle veining.
| Types | Katni Beige, Katni Brown, Katni Pink
| Sizes | 4–8 ft length slabs, Tiles 1×1 ft, 2×2 ft
| Thk (mm) | 16–18 flooring, 12–15 wall cladding
| Slab Cost (sq.ft) | ₹90 – ₹250
| Installation Method | Installed with cement mortar, Mirror polishing done after installation
| Maintenance | Seal periodically, Regular cleaning with mild detergent
| Pros | Affordable, Neutral colours , Widely available
| Cons | Slightly porous, Less luxurious than Italian marbles
| Best Places to Use | Living rooms, Bedrooms, Commercial flooring
| Brands | Classic Marble Company, Elegant Marble
Image | 4.Ambaji Marble | Details
| Material | Milky white marble with uniform appearance and smooth texture.
| Types | Ambaji White, Ambaji Grey
| Sizes | Slabs 5–8 ft length, Tiles 2×2 ft, 2×4 ft
| Thk (mm) | 16–18 flooring, 12–15 cladding
| Slab Cost (sq.ft) | ₹100 – ₹350
| Installation Method | Installed using cement mortar or stone adhesive
| Maintenance | Periodic polishing, Use pH-neutral cleaners
| Pros | Clean white appearance, Affordable, Easy to polish
| Cons | Can stain if not sealed, Slightly porous
| Best Places to Use | Flooring, Wall cladding, Staircases
| Brands | RK Marble
Image | 5.Morwad Marble | Details
| Material | White marble with subtle grey patterns.
| Types | Morwad White Morwad Light Vein
| Sizes | Slabs 5–8 ft length, Tiles 2×2 ft
| Thk (mm) | 16–18 flooring, 12–15 cladding
| Slab Cost (sq.ft) | ₹90 – ₹250
| Installation Method | Cement mortar installation, Polishing after laying
| Maintenance | Periodic sealing recommended, Clean with mild stone cleaner
| Pros | Budget-friendly marble, Light colour brightens interiors, Easy to install
| Cons | Slightly softer than premium marbles, May require regular polishing
| Best Places to Use | Bedrooms, Living room flooring, Staircases
| Brands | Rajasthan marble suppliers

## (Top)Tiles
Tiles
Image | Sr. No | Material | Cost (sq.ft) | Thk(mm) | Best Places to Use | Brands:
| 1 | Vitrified Tiles | ₹60 – ₹250 | 8–10 | Flooring, living rooms, bedrooms, commercial spaces | Kajaria, Somany, Nitco
| 2 | Ceramic Tiles | ₹30 – ₹120 | 6–8 | Bathroom walls, kitchen backsplashes | Kajaria, Johnson
| 3 | Porcelain Tiles | ₹80 – ₹300 | 8–12 | Flooring, outdoor areas, bathrooms, facades | Simpolo, Kajaria, RAK Ceramics
| 4 | Natural Stone Tiles | ₹150 – ₹800 | 10–20 | Flooring, walls, feature areas | Galaxy
| 5 | Cement Concrete Tiles | ₹150 – ₹400 | 15–20 | Accent flooring, bathrooms, cafes | Bharat Floorings
| 6 | Mosaic Tiles | ₹200 – ₹800 | 4–8 | Backsplashes, bathrooms, pools | Galaxy

## (Bottom)Tiles
Types Of Tiles (Detailed)
1. Vitrified Tiles | Details
Material | Highly durable tiles made from clay and silica
Types | Double Charged, Full Body, Glazed Vitrified (GVT), Polished Glazed Vitrified (PGVT)
Sizes (mm) | 600×600, 600×1200, 800×1600
Thk (mm) | 8–10
Slab Cost (sq.ft) | ₹60 – ₹250
Installation Method | Tile adhesive + spacers
Maintenance | Easy cleaning, no sealing required
Pros | Durable, low maintenance, stain-resistant
Cons | Can be slippery , less natural look
Best Places to Use | Flooring, living rooms, bedrooms, commercial spaces
Brands | Kajaria, Somany, Nitco
2. Ceramic Tiles | Details
Material | Lightweight tiles made from natural clay
Types | Glazed, Unglazed, Digital Printed
Sizes (mm) | 300×300, 300×600
Thk (mm) | 6–8
Slab Cost (sq.ft) | ₹30 – ₹120
Installation Method | Tile adhesive
Maintenance | Easy cleaning
Pros | Affordable, wide designs, easy installation
Cons | Less durable for heavy flooring
Best Places to Use | Bathroom walls, kitchen backsplashes
Brands | Kajaria, Johnson
3. Porcelain Tiles | Details
Material | Dense, high-strength tiles with very low water absorption, ideal for heavy-duty use.
Types | Full Body, Glazed, Matte, Polished
Sizes (mm) | 600×600 ,600×1200 ,1200×2400
Thk (mm) | 8–12 mm
Slab Cost (sq.ft) | ₹80 – ₹300
Installation Method | Tile adhesive for heavy-duty for large slabs
Maintenance | Low maintenance
Pros | Highly durable, water-resistant, versatile
Cons | Costlier than ceramic
Best Places to Use | Flooring, outdoor areas, bathrooms, facades
Brands | Simpolo, Kajaria, RAK Ceramics
4. Natural Stone Tiles | Details
Material | Tiles made from natural stones like marble, granite, slate, or travertine.
Types | Marble, Granite, Slate, Travertine
Sizes (mm) | 300×300, 600×600
Thk (mm) | 10–20
Slab Cost (sq.ft) | ₹150 – ₹80
Installation Method | Cement bedding or stone adhesive
Maintenance | Sealing required
Pros | Natural beauty, premium finish
Cons | Requires maintenance, can stain
Best Places to Use | Flooring, walls, feature areas
Brands | Galaxy
5.Cement Concrete Tiles | Details
Material | Handmade tiles with pigmented cement,with bold patterns and matte finish.
Types | Encaustic Tiles, Plain Cement Tiles
Sizes (mm) | 200×200, 300×300
Thk (mm) | 15–20
Slab Cost (sq.ft) | ₹150 – ₹400
Installation Method | Cement bedding
Maintenance | Regular sealing required
Pros | Unique patterns, artisanal look
Cons | Porous, needs sealing
Best Places to Use | Accent flooring, bathrooms, cafes
Brands | Bharat Floorings
6. Mosaic Tiles | Details
Material | Small tiles arranged in patterns, mounted on mesh sheets.
Types | Glass, Ceramic, Stone Mosaic
Sizes (mm) | 300×300 sheets
Thk (mm) | 4–8
Slab Cost (sq.ft) | ₹200 – ₹800
Installation Method | Tile adhesive
Maintenance | Regular grout cleaning
Pros | Decorative, flexible for curved surfaces
Cons | Expensive, grout-heavy maintenance
Best Places to Use | Backsplashes, bathrooms, pools
Brands | Galaxy

## Marble vs tiles
Marble vs Tiles
Category | Marble | Tiles
Material | Natural stone | Manufactured materials like ceramic, vitrified, porcelain, etc.
Aesthetic | Natural grains, rich veining, extremely luxurious. Every slab is unique | Artificial, Printed, textured designs with marble, wood, concrete look
Thickness | 15–22 mm thick; slabs up to 2m × 3m → seamless, minimal joints | 3–10 mm thick; tiles up to 3m × 3m + modular sizes
Cost (₹/sq.ft) | ₹200+ | ₹60 +
Best Places to Use | Flooring, wall cladding, bathrooms, countertops, feature walls, staircases | Flooring, walls, kitchens, bathrooms, outdoor areas, commercial spaces
Durability | Durable but porous; can stain if not sealed properly | Highly durable, stain-proof, water-resistant; minor chipping possible
Maintenance | Requires sealing & polishing. | Low maintenance. It cannot be repaired,.Damaged tiles must be replaced
Installation Process | Slow process.Needs skilled labour, polishing, finishing | Fast installation using tile adhesive; ideal for quick projects
Finish | Polished, honed, leather, brushed | Glossy, matte, textured, anti-skid
Joints | Minimal joints with seamless, high-end finish | Visible grout lines
Safety | Heat-resistant; polished finish can be slippery | Heat-resistant; anti-skid options available

## (Top)Granite
Granites
Image | Sr. No | Material | Cost (sq.ft) | Thk(mm) | Best Places to Use | Brands:
| 1 | Black Granite | ₹180 – ₹700 | 16-30 | Kitchen countertops, flooring, staircases, wall cladding | RK Marble, Classic Marble Company
| 2 | Black Galaxy Granite | ₹250 – ₹800 | 16-30 | Kitchen countertops, feature walls, tabletops | RK Marble, Classic Marble Company
| 3 | Steel Grey Granite | ₹250 – ₹800 | 16-30 | Kitchen countertops, feature walls, tabletops | RK Marble, Classic Marble Company
| 4 | Tan Brown Granite | ₹140 – ₹350 | 16-30 | Countertops, flooring, staircases | RK Marble, Classic Marble Company
| 5 | Viscount White Granite | ₹180 – ₹450 | 16-30 | Flooring, kitchen countertops, wall cladding, staircases | RK Marble, Classic Marble Company
| 6 | Alaska White Granite | ₹250 – ₹700 | 16-30 | Kitchen countertops, islands, feature walls, bathrooms | RK Marble, Classic Marble Company
| 7 | Imperial Red Granite | ₹140 – ₹350 | 15–20 | Flooring, staircases, exterior cladding, kitchen countertop | RK Marble, Classic Marble Company

## (Below)Granite
Types Of Granite (Detailed)
Image | 1. Black Granite | Details
| Material | Deep black, uniform granite with a sleek and modern appearance.
| Types | Absolute Black, Premium Black, Jet Black
| Sizes | Slabs (8–10 ft), Cut sizes (2×2 ft, 2×4 ft)
| Thk (mm) | 16–20 , 20–30 mm
| Cost (sq.ft) | ₹180 – ₹700
| Installation Method | Cement mortar or stone adhesive
| Maintenance | Easy cleaning; occasional sealing recommended
| Pros | Highly durable, stain-resistant, premium look, easy to maintain
| Cons | Shows dust and fingerprints, limited pattern variation
| Best Places to Use | Kitchen countertops, flooring, staircases, wall cladding
| Brands | RK Marble, Classic Marble Company
Image | 2.Black Galaxy Granite | Details
| Material | Black granite with gold or white specks
| Types | Small Galaxy, Medium Galaxy, Premium Galaxy
| Sizes | Slabs 8–10 ft
| Thk (mm) | 16–20 , 20–30
| Cost (sq.ft) | ₹250 – ₹800
| Installation Method | Cement mortar or stone adhesive
| Maintenance | Easy cleaning; periodic sealing
| Pros | Luxurious look, durable, unique pattern
| Cons | Costlier than other granites
| Best Places to Use | Kitchen countertops, feature walls, tabletops
| Brands | RK Marble, Classic Marble Company
Image | 3.Steel Grey Granite | Details
| Material | Grey granite with subtle speckled patterns.
| Types | Steel Grey Polished, Steel Grey Leather Finish
| Sizes | Slabs 8–10 ft
| Thk (mm) | 16–20, 20–30
| Cost (sq.ft) | ₹150 – ₹400
| Installation Method | Cement mortar or stone adhesive
| Maintenance | Low maintenance; periodic sealing
| Pros | Durable, budget-friendly, hides dust well
| Cons | Less luxurious compared to marble, limited veining
| Best Places to Use | Kitchen countertops, flooring, outdoor areas
| Brands | RK Marble, Classic Marble Company
Image | 4.Tan Brown Granite | Details
| Material | Dark brown granite with black and reddish specks
| Types | Tan Brown Classic, Tan Brown Dark
| Sizes | Slabs 8–10 ft
| Thk (mm) | 16–20, 20–30
| Cost (sq.ft) | ₹140 – ₹350
| Installation Method | Cement mortar or stone adhesive
| Maintenance | Easy cleaning; occasional sealing
| Pros | Affordable, durable, warm tones
| Cons | Busy pattern may not suit minimal interiors
| Best Places to Use | Countertops, flooring, staircases
| Brands | RK Marble, Classic Marble Company
Image | 5.Viscount White Granite | Details
| Material | A white to light grey granite with flowing linear black and grey veins
| Types | Viscount White Classic, Viscount White Premium
| Sizes | Slabs (8–10 ft length, 4–6 ft width)
| Thk (mm) | 16–20 , 20–30 mm
| Cost (sq.ft) | ₹180 – ₹450
| Installation Method | Cement mortar or stone adhesive
| Maintenance | Easy maintenance; periodic sealing recommended
| Pros | Marble-like look, durable, cost-effective, widely available
| Cons | Pattern variation between slabs, may require careful selection
| Best Places to Use | Flooring, kitchen countertops, wall cladding, staircases
| Brands | RK Marble, Classic Marble Company
Image | 6.Alaska White Granite | Details
| Material | A premium white granite with dramatic grey, black, and beige patterns.
| Types | Alaska White Standard, Alaska White Premium
| Sizes | Slabs (8–10 ft length, 4–6 ft width)
| Thk (mm) | 16–20 , 20–30 mm
| Cost (sq.ft) | ₹250 – ₹700
| Installation Method | Cement mortar or stone adhesive
| Maintenance | Periodic sealing recommended; easy cleaning
| Pros | Premium aesthetic, unique patterns, durable, enhances luxury appeal
| Cons | Higher cost, high variation in patterns, requires selection from slabs
| Best Places to Use | Kitchen countertops, islands, feature walls, bathrooms
| Brands | RK Marble, Classic Marble Company
Image | 7.Imperial Red Granite | Details
| Material | A rich, deep red granite with black and grey crystalline specks.
| Types | Imperial Red, New Imperial Red, Ruby Red, Jhansi Red
| Sizes | Slabs (8–10 ft length, 4–6 ft width), Cut tiles (2×2 ft, 2×4 ft)
| Thk (mm) | 16–20 , 20–30 mm
| Cost (sq.ft) | ₹140 – ₹350
| Installation Method | Cement mortar or stone adhesive
| Maintenance | Easy maintenance; periodic sealing recommended
| Pros | Extremely durable, weather-resistant, bold color, low maintenance, widely available
| Cons | Strong color may not suit modern minimal interiors, busy pattern
| Best Places to Use | Flooring, staircases, exterior cladding, kitchen countertops, commercial spaces
| Brands | RK Marble, Classic Marble Company

## (Top)Quartz
Quartz
Image | Sr. No | Material | Cost (sq.ft) | Thk(mm) | Best Places to Use | Brands:
| 1 | Calacatta Quartz | ₹300 – ₹800 | 15-20 | Kitchen countertops, islands, backsplashes, bathrooms | Caesarstone, KalingaStone, Specta, AGL Quartz
| 2 | Carrara Quartz | ₹250 – ₹600 | 15-20 | Countertops, bathrooms, wall cladding | KalingaStone, Caesarstone
| 3 | Solid White Quartz | ₹200 – ₹500 | 15-20 | Kitchen countertops, lab counters, modern interiors | AGL Quartz, KalingaStone
| 4 | Black Quartz | ₹250 – ₹700 | 15-20 | Countertops, vanities, feature walls | Caesarstone,KalingaStone
| 5 | Grey Quartz | ₹220 – ₹600 | 15-20 | Kitchens, bathrooms, commercial spaces | AGL Quartz, KalingaStone
| 6 | Terrazzo Quartz | ₹300 – ₹700 | 15-18 | Countertops, feature walls, cafes, retail | AGL Quartz
| 7 | Brown Quartz | ₹250 – ₹700 | 15-20 | Kitchen countertops, bar units, vanities, feature counters | KalingaStone, Caesarstone, AGL Quartz

## (Below) Quartz
Types Of Quartz (Detailed)
Image | 1.Calacatta Quartz | Details
| Material | Engineered quartz with a bright white base and bold grey veining
| Types | Calacatta Gold, Calacatta Classic, Calacatta Oro
| Sizes | Slabs (8–10 ft )length, 4–5 ft width)
| Thk (mm) | 15 ,18, 20
| Cost (sq.ft) | ₹300 – ₹800
| Brands | Caesarstone, KalingaStone, Specta, AGL Quartz
| Installation Method | Installed using adhesive on plywood/stone base
| Maintenance | Very low maintenance; no sealing required
| Pros | Marble-like aesthetic, non-porous, stain-resistant, premium look
| Cons | Expensive, visible seams in large areas
| Best Places to Use | Kitchen countertops, islands, backsplashes, bathrooms
Image | 2. Carrara Quartz | Details
| Material | Subtle white quartz with soft grey veining
| Types | Carrara White, Carrara Mist
| Sizes | Slabs 8–10 ft
| Thk (mm) | 15, 18, 20
| Cost (sq.ft) | ₹250 – ₹600
| Installation Method | Adhesive on base substrate
| Maintenance | Low maintenance; no sealing
| Pros | Elegant, consistent pattern, budget-friendly vs Calacatta
| Cons | Less dramatic appearance
| Best Places to Use | Countertops, bathrooms, wall cladding
| Brands | KalingaStone, Caesarstone
Image | 3. Solid White Quartz | Details
| Material | Plain white engineered quartz with a clean, uniform appearance
| Types | Pure White, Super White, Arctic White
| Sizes | Slabs 8–10 ft
| Thk (mm) | 15 , 18 , 20
| Cost (sq.ft) | ₹200 – ₹500
| Installation Method | Adhesive on base
| Maintenance | Easy cleaning; no sealing
| Pros | Clean look, consistent color, easy to match
| Cons | Shows stains/dirt if not cleaned regularly
| Best Places to Use | Kitchen countertops, lab counters, modern interiors
| Brands | AGL Quartz, KalingaStone
Image | 4. Black Quartz | Details
| Material | Deep black quartz available in plain or speckled finishes
| Types | Absolute Black Quartz, Black Mirror Quartz
| Sizes | Slabs 8–10 ft
| Thk (mm) | 15, 18, 20
| Cost (sq.ft) | ₹250 – ₹700
| Installation Method | Adhesive installation
| Maintenance | Easy cleaning
| Pros | Premium look, non-porous, stain-resistant
| Cons | Shows fingerprints and dust
| Best Places to Use | Countertops, vanities, feature walls
| Brands | Caesarstone,KalingaStone
Image | 5.Grey Quartz | Details
| Material | Neutral grey quartz with uniform or textured finishes
| Types | Concrete Grey, Ash Grey, Cement Quartz
| Sizes | Slabs 8–10 ft
| Thk (mm) | 15 , 18, 20
| Cost (sq.ft) | ₹220 – ₹600
| Installation Method | Adhesive on substrate
| Maintenance | Low maintenance
| Pros | Modern look, versatile, hides stains better than white
| Cons | Can look flat if not paired well
| Best Places to Use | Kitchens, bathrooms, commercial spaces
| Brands | AGL Quartz, KalingaStone
Image | 6.Terrazzo Quartz | Details
| Material | Quartz designed with chip-like patterns to mimic terrazzo, adding texture and visual interest.
| Types | Fine Chip, Large Chip Terrazzo Quartz
| Sizes | Slabs 8–10 ft
| Thk (mm) | 15, 18
| Cost (sq.ft) | ₹300 – ₹700
| Installation Method | Adhesive installation
| Maintenance | Easy cleaning
| Pros | Unique design, trendy, hides stains well
| Cons | Not suitable for minimal aesthetics
| Best Places to Use | Countertops, feature walls, cafes, retail
| Brands | AGL Quartz
Image | 7. Brown Quartz | Details
| Material | Engineered quartz in warm brown tones ranging from light beige to deep chocolate
| Types | Caramel Brown, Cappuccino, Coffee Brown, Espresso Brown, Veined Brown Quartz
| Sizes | Slabs (8–10 ft length, 4–5 ft width)
| Thk (mm) | 15, 18, 20
| Cost (sq.ft) | ₹250 – ₹700
| Installation Method | Installed using adhesive on plywood/stone base
| Maintenance | Very low maintenance; no sealing required
| Pros | Warm aesthetic, hides stains better than white, non-porous, durable
| Cons | Can make small spaces look darker, less commonly used than white/grey
| Best Places to Use | Kitchen countertops, bar units, vanities, feature counters
| Brands | KalingaStone, Caesarstone, AGL Quartz

## (Top)Quartzite
Quartzite
Image | Sr. No | Material | Cost (sq.ft) | Thk(mm) | Best Places to Use | Brands:
| 1 | Taj Mahal Quartzite | ₹400 – ₹1200 | 15-30 | Kitchen countertops, islands, bathrooms, wall cladding | Classic Marble Company
| 2 | Patagonia Quartzite | ₹800 – ₹2500 | 15-30 | Feature walls, islands, luxury spaces | Classic Marble Company
| 3 | White Macaubas Quartzite | ₹500 – ₹1200 | 15-20 | Kitchens, bathrooms, minimal interiors | Classic Marble Company
| 4 | Cristallo Quartzite | ₹1000 – ₹3000 | 15-20 | Feature walls, bar counters, luxury interiors | Classic Marble Company
| 5 | Blue Roma Quartzite | ₹700 – ₹2000 | 15-20 | Feature walls, countertops, statement areas | Classic Marble Company

## (Below)Quartzite
Types Of Quartzite (Detailed)
Image | 1.Taj Mahal Quartzite | Details
| Material | A premium quartzite with a creamy beige/ivory base and soft gold-grey veining,
| Types | Taj Mahal Classic, Taj Mahal Premium
| Sizes | Slabs (8–10 ft length, 4–6 ft width)
| Thk (mm) | 15–20 , 20–30
| Cost (sq.ft) | ₹400 – ₹1200
| Installation Method | Stone adhesive / cement base
| Maintenance | Periodic sealing recommended
| Pros | Luxurious, heat-resistant, durable, timeless
| Cons | Expensive, requires sealing
| Best Places to Use | Kitchen countertops, islands, bathrooms, wall cladding
| Brands | Classic Marble Company
Image | 2. Patagonia Quartzite | Details
| Material | A dramatic, exotic quartzite with a mix of white, gold, black, and translucent crystal patches
| Types | Patagonia Classic, Backlit Patagonia
| Sizes | Slabs 8–10 ft
| Thk (mm) | 18–20 , 20–30
| Cost (sq.ft) | ₹800 – ₹2500
| Installation Method | Expert installation required
| Maintenance | Sealing required
| Pros | Unique patterns, can be backlit, highly premium
| Cons | Very expensive, not uniform
| Best Places to Use | Feature walls, islands, luxury spaces
| Brands | Classic Marble Company
Image | 3.White Macaubas Quartzite | Details
| Material | A light white quartzite with subtle linear grey veining
| Types | White Macaubas Classic
| Sizes | Slabs 8–10 ft
| Thk (mm) | 15–20
| Cost (sq.ft) | ₹500 – ₹1200
| Installation Method | Stone adhesive
| Maintenance | Periodic sealing
| Pros | Elegant, minimal, durable
| Cons | Limited dramatic pattern
| Best Places to Use | Kitchens, bathrooms, minimal interiors
| Brands | Classic Marble Company
Image | 4. Cristallo Quartzite | Details
| Material | A translucent white quartzite with crystalline structure, often backlit for a glowing luxury effect.
| Types | Cristallo White, Cristallo Gold
| Sizes | Customised
| Thk (mm) | 15–20
| Cost (sq.ft) | ₹1000 – ₹3000
| Installation Method | Specialized installation
| Maintenance | Careful maintenance + sealing
| Pros | Translucent, unique, ultra-luxury
| Cons | Very expensive, delicate handling
| Best Places to Use | Feature walls, bar counters, luxury interiors
| Brands | Classic Marble Company
Image | 5.Blue Roma Quartzite | Details
| Material | A bold quartzite with blue, grey, and golden tones
| Types | Blue Roma Classic
| Sizes | Slabs 8–10 ft
| Thk (mm) | 15–20
| Cost (sq.ft) | ₹700 – ₹2000
| Installation Method | Expert installation
| Maintenance | Sealing required
| Pros | Unique color, high visual impact
| Cons | Expensive, not versatile for all interiors
| Best Places to Use | Feature walls, countertops, statement areas
| Brands | Classic Marble Company

## Comparison (2)
Comparison - Granite, Quartz, Quartzite
Category | Granite | Quartz | Quartzite
Material | Natural igneous stone | Engineered stone (quartz + resin) | Natural metamorphic stone
Aesthetic | Natural speckled or uniform patterns | Uniform, controlled designs (plain to marble-like veins) | Marble-like veining with natural variation
Look | Limited to natural colors and patterns | Wide variety like white, grey, black, terrazzo | Exotic, unique patterns
Natural Feel | Feels natural and slightly textured | Slightly artificial but consistent | Very natural, luxurious, closest to marble
Thickness Range | 16–30 mm | 15–20 mm | 15–30 mm
Available Sizes | Slabs (8–10 ft) +cut sizes | Slabs + jumbo slabs | Large slabs up to 2m × 3m or more
Cost | ₹140 – ₹800/sq ft | ₹200 – ₹1000/sq ft | ₹400 – ₹3000/sq ft
Durability | Very durable, scratch-resistant | Highly durable, non-porous | Extremely durable, harder than granite
Heat Resistance | Excellent | Moderate. Resin can get damaged | Excellent .Best among all three.
Water/Stain Resistance | Moderate (porous) | Excellent (non-porous) | Good but requires sealing
Repairability | Can be polished and repaired | Cannot be repaired if chipped | Limited repair depends on damage

## (Top)Laminates
Laminates
Image | Sr. No | Material | Cost (sq.ft) | Thk(mm) | Best Places to Use | Brands:
| 1 | Regular Laminate | ₹70 – ₹250 | 0.8, 1 | Wardrobes, kitchen shutters, TV units, furniture | Greenlam, Merino, CenturyPly, Royale Touche
| 2 | PVC Laminate | ₹50 – ₹200 | 0.3 – 1 | Modular kitchens, wardrobes, curved furniture | Greenlam, Merino
| 3 | High Pressure Laminate | ₹80 – ₹400 | 0.8 – 1.5 | Furniture, wardrobes, kitchen shutters | Greenlam, Merino, CenturyPly, Royale Touche
| 4 | Prelam Board | ₹60 – ₹150 | 18 | Budget furniture, wardrobes, office furniture | Greenpanel
| 5 | Core Laminate | ₹300 – ₹1200 | 6 – 12 | Toilet cubicles, partitions, outdoor furniture | Greenlam Compact, Merino, Signature
| 6 | Acrylic Laminate | ₹250 – ₹700 | 1 – 2 | Kitchen shutters, wardrobes | Greenlam, Advance Laminates
| 7 | .Anti-Fingerprint Laminate | ₹200 – ₹500 | 1 | Kitchens, wardrobes, offices | Greenlam, Royale Touche
| 8 | Textured Decorative Laminate | ₹100 – ₹350 | 0.8 – 1 | Furniture, wall panels, wardrobes | Merino, CenturyPly, Greenlam
| 9 | Exterior Grade Laminate | ₹300 – ₹1000 | 6 – 12 | Facades, balconies, outdoor cladding | Greenlam Exterior

## (Bottom)Laminates
Types Of Laminates (Detailed)
1.Regular Laminate | Details
Material | Standard decorative laminate made under high pressure
Types | Matte, Gloss, Suede, Textured, Wood Grain
Sizes | 8 ft × 4 ft, 10 ft × 4 ft
Thk (mm) | 0.8, 1
Cost (sq.ft) | ₹70 – ₹250
Installation Method | Adhesive pasting on plywood/MDF
Maintenance | Easy cleaning with damp cloth, low maintenance
Pros | Affordable, durable, wide variety of designs, easily available
Cons | Cannot be repaired if chipped, visible joints, not as premium as acrylic/PU
Best Places to Use | Wardrobes, kitchen shutters, TV units, furniture
Brands | Greenlam, Merino, CenturyPly, Royale Touche
2.PVC Laminate | Details
Material | Flexible laminate made from polyvinyl chloride (PVC), used for curved surfaces and moisture-prone areas.
Types | Matte PVC, Gloss PVC, Membrane Finish
Sizes | Rolls or sheets
Thk (mm) | 0.3 – 1
Cost (sq.ft) | ₹50 – ₹200
Installation Method | Heat pressing / adhesive pasting
Maintenance | Easy cleaning; avoid heat exposure
Pros | Flexible, moisture-resistant, cost-effective
Cons | Less durable than HPL, can peel over time
Best Places to Use | Modular kitchens, wardrobes, curved furniture
Brands | Greenlam, Merino
3.High Pressure Laminate | Details
Material | Durable laminate made under high pressure
Types | Matte, Gloss, Textured HPL
Sizes | 8 ft × 4 ft, 10 ft × 4 ft
Thk (mm) | 0.8 – 1.5
Cost (sq.ft) | ₹80 – ₹400
Installation Method | Adhesive pasting on plywood/MDF
Maintenance | Low maintenance
Pros | Durable, scratch-resistant, widely available
Cons | Limited flexibility for curves
Best Places to Use | Furniture, wardrobes, kitchen shutters
Brands | Greenlam, Merino, CenturyPly, Royale Touche
4.Prelam Board | Details
Material | Factory-laminated boards. laminate is bonded to particle board or MDF under low pressure.
Types | Prelam MDF, Prelam Particle Board
Sizes | 8 ft × 4 ft boards
Thk (mm) | 18
Cost (sq.ft) | ₹60 – ₹150
Installation Method | Direct cutting and edge banding
Maintenance | Basic cleaning
Pros | Cost-effective, ready-to-use
Cons | Lower durability, limited finish options
Best Places to Use | Budget furniture, wardrobes, office furniture
Brands | Greenpanel
5.Core Laminate | Details
Material | Thick, self-supporting laminate sheets with a solid core, no substrate required.
Types | Interior Compact, Exterior Compact
Sizes | 8 ft × 4 ft, 10 ft × 4 ft
Thk (mm) | 6 – 12
Cost (sq.ft) | ₹300 – ₹1200
Installation Method | Mechanical fixing with screws
Maintenance | Very low maintenance
Pros | Waterproof, strong, self-supporting
Cons | Expensive, heavy
Best Places to Use | Toilet cubicles, partitions, outdoor furniture
Brands | Greenlam Compact, Merino, Signature
6.Acrylic Laminate | Details
Material | High-gloss laminate with acrylic surface for a mirror-like premium finish.
Types | Solid Acrylic, Metallic Acrylic
Sizes | 8 ft × 4 ft
Thk (mm) | 1 – 2
Cost (sq.ft) | ₹250 – ₹700
Installation Method | Adhesive pasting on MDF
Maintenance | Clean with microfiber cloth
Pros | High gloss, scratch-resistant, premium look
Cons | Expensive, shows fingerprints
Best Places to Use | Kitchen shutters, wardrobes
Brands | Greenlam, Advance Laminates
7.Anti-Fingerprint Laminate | Details
Material | Advanced nano-tech laminates designed to resist fingerprints and smudges.
Types | Super Matte, Nano-Tech Laminates
Sizes | 8 ft × 4 ft
Thk (mm) | 1
Cost (sq.ft) | ₹200 – ₹500
Installation Method | Adhesive pasting
Maintenance | Very low maintenance
Pros | Smudge-proof, premium matte finish
Cons | Costlier than regular laminates
Best Places to Use | Kitchens, wardrobes, offices
Brands | Greenlam, Royale Touche
8.Textured Decorative Laminate | Details
Material | Laminates with surface textures like wood grain, stone, fabric, or abstract finishes.
Types | Wood Grain, Stone Finish, Fabric Finish
Sizes | 8 ft × 4 ft
Thk (mm) | 0.8 – 1
Cost (sq.ft) | ₹100 – ₹350
Installation Method | Adhesive pasting
Maintenance | Wipe with damp cloth
Pros | Realistic look, design variety
Cons | Slightly harder to clean
Best Places to Use | Furniture, wall panels, wardrobes
Brands | Merino, CenturyPly, Greenlam
9.Exterior Grade Laminate | Details
Material | Laminates designed for outdoor use
Types | Exterior HPL, UV Resistant Laminates
Sizes | 8 ft × 4 ft, 10 ft × 4 ft
Thk (mm) | 6 – 12
Cost (sq.ft) | ₹300 – ₹1000
Installation Method | Mechanical fixing system
Maintenance | Low maintenance
Pros | Weatherproof, durable,high resistance to UV, moisture, weather conditions.
Cons | Expensive, needs proper installation
Best Places to Use | Facades, balconies, outdoor cladding
Brands | Greenlam Exterior

## (Top)Laminates Finishes)
Laminates Finishes
Image | Sr. No | Material | Cost (sq.ft) | Thk(mm) | Best Places to Use | Brands:
| 1 | Solid Color Laminate | ₹70 – ₹200 | 0.8, 1 | Wardrobes, kitchens, offices | Greenlam, Merino, CenturyPly
| 2 | Wood Grain Laminate | ₹100 – ₹300 | 0.8 – 1 | Furniture, wardrobes, wall panels | Merino, Greenlam, CenturyPly
| 3 | Marble Finish Laminate | ₹120 – ₹350 | 1 | TV units, wall panels, kitchens | Royale Touche, Greenlam
| 4 | Fabric Finish Laminate | ₹150 – ₹400 | 1 | Feature walls, wardrobe | Greenlam, CenturyPly
| 5 | Metallic Finish Laminate | ₹250 – ₹600 | 0.8– 1 | Feature walls, commercial interiors | Royale Touche, Merino
| 6 | Digital Printed Laminate | ₹150 – ₹400 | 0.8 – 1 | Wardrobes, cabinet shutters, feature panels | Greenlam, Merino, Royale Touche
| 7 | Cane Finish Laminate | ₹150 – ₹400 | 0.8 – 1 | Wardrobes, cabinet shutters, feature panels | Greenlam, Merino, Royale Touche
| 8 | Stone Finish Laminate | ₹120 – ₹350 | 1 | TV units, wall panels, kitchen shutters | Royale Touche, Greenlam, Merino

## (Bottom)Laminate Finishes
Laminates Finishes
Image | 1.Solid Color Laminate | Details
| Material | Laminates with plain, uniform colors
| Types | Matte, Gloss, Pastel, Bold Colors
| Sizes | 8 ft × 4 ft, 10 ft × 4 ft
| Thk (mm) | 0.8 – 1
| Cost (sq.ft) | ₹70 – ₹200
| Installation Method | Adhesive pasting
| Maintenance | Easy to maintain
| Pros | Minimal, versatile, budget-friendly
| Cons | Can look plain if not paired well
| Best Places to Use | Wardrobes, kitchens, offices
| Brands | Greenlam, Merino, CenturyPly
Image | 2.Wood Grain Laminate | Details
| Material | Replicates natural wood textures and grains.
| Types | Oak, Walnut, Teak, Ash finishes
| Sizes | 8 ft × 4 ft
| Thk (mm) | 0.8 – 1
| Cost (sq.ft) | ₹100 – ₹300
| Installation Method | Adhesive pasting
| Maintenance | Low maintenance
| Pros | Warm look, cost-effective wood alternative
| Cons | Less authentic than veneer
| Best Places to Use | Furniture, wardrobes, wall panels
| Brands | Merino, Greenlam, CenturyPly
Image | 3.Marble Finish Laminate | Details
| Material | Mimics marble surfaces for a luxurious look at lower cost.
| Types | Marble Finish in white, black, grey etc
| Sizes | 8 ft × 4 ft
| Thk (mm) | 1
| Cost (sq.ft) | ₹120 – ₹350
| Installation Method | Adhesive pasting
| Maintenance | Easy cleaning
| Pros | Premium look, lightweight alternative to stone
| Cons | Can look artificial in close inspection
| Best Places to Use | TV units, wall panels, kitchens
| Brands | Royale Touche, Greenlam
Image | 4. Fabric Finish Laminate | Details
| Material | Digitally printed patterns, graphics, or custom visuals.
| Types | Floral, Abstract, Custom Prints
| Sizes | 8 ft × 4 ft
| Thk (mm) | 1
| Cost (sq.ft) | ₹150 – ₹400
| Installation Method | Adhesive pasting
| Maintenance | Easy cleaning
| Pros | Customizable, creative freedom
| Cons | Can go out of trend quickly
| Best Places to Use | Feature walls, wardrobe
| Brands | Greenlam, CenturyPly
Image | 5.Metallic Finish Laminate | Details
| Material | Metallic sheen or brushed metal appearance
| Types | Brushed Metal, Bronze, Steel Finish
| Sizes | 8 ft × 4 ft
| Thk (mm) | 0.8– 1
| Cost (sq.ft) | ₹250 – ₹600
| Installation Method | Adhesive pasting
| Maintenance | Regular cleaning
| Pros | Unique, premium appearance
| Cons | Expensive, niche usage
| Best Places to Use | Feature walls, commercial interiors
| Brands | Royale Touche, Merino
Image | 6.Digital Printed Laminate | Details
| Material | Laminates with digitally printed patterns, graphics, or custom visuals.
| Types | Floral, Abstract, Custom Prints
| Sizes | 8 ft × 4 ft
| Thk (mm) | 1
| Cost (sq.ft) | ₹150 – ₹400
| Installation Method | Adhesive pasting
| Maintenance | Easy cleaning
| Pros | Customizable, creative freedom
| Cons | Can go out of trend quickly
| Best Places to Use | Kids rooms, feature walls
| Brands | Greenlam, CenturyPly
Image | 7.Cane Finish Laminate | Details
| Material | Replicates natural cane or rattan weaving patterns, giving a warm, handcrafted aesthetic without using actual cane.
| Types | Rattan Pattern, Woven Cane, Natural Cane Look
| Sizes | 8 ft × 4 ft
| Thk (mm) | 0.8 – 1
| Cost (sq.ft) | ₹150 – ₹400
| Installation Method | Adhesive pasting
| Maintenance | Easy cleaning with cloth
| Pros | Trendy, warm aesthetic, low maintenance vs real cane
| Cons | Can look artificial if low quality, limited styles
| Best Places to Use | Wardrobes, cabinet shutters, feature panels
| Brands | Greenlam, Merino, Royale Touche
Image | 8.Stone Finish Laminate | Details
| Material | Mimics natural stone surfaces like granite, slate, or concrete with realistic textures
| Types | Concrete Finish, Slate Finish, Granite Look
| Sizes | 8 ft × 4 ft
| Thk (mm) | 1
| Cost (sq.ft) | ₹120 – ₹350
| Installation Method | Adhesive pasting
| Maintenance | Easy to clean, low maintenance
| Pros | Stone-like premium look, lightweight alternative
| Cons | May look repetitive or artificial up close
| Best Places to Use | TV units, wall panels, kitchen shutters
| Brands | Royale Touche, Greenlam, Merino

## (Top)Veneer
Image | Sr. No | Material | Cost (sq.ft) | Thk(mm) | Best Places to Use | Brands:
| 1 | Natural Wood Veneer | ₹120 – ₹500 | 0.5 – 1 | Furniture, wall panels, doors, wardrobes | Century Veneers, Su Veneers, Sanghvi Suppliers
| 2 | Engineered Veneer | ₹80 – ₹300 | 0.5 – 1 | Furniture, wall panels, offices | Century Veneers, Su Veneers, Sanghvi Suppliers
| 3 | Teak Veneer | ₹250 – ₹800 | 0.6 – 1 | Luxury furniture, doors, paneling | Century Veneers, Su Veneers, Sanghvi Suppliers
| 4 | Walnut Veneer | ₹200 – ₹600 | 0.5– 1 | Wall panels, furniture, offices | Century Veneers, Su Veneers, Sanghvi Suppliers
| 5 | Oak Veneer | ₹150 – ₹400 | 0.5 – 1 | Furniture, wall panels, wardrobes,Scandinavian interiors | Century Veneers, Su Veneers, Sanghvi Suppliers
| 6 | Dyed Smoked Veneer | ₹180 – ₹500 | 0.5 – 1 | Feature walls, luxury interiors | Venzo

## (Bottom)Veneer
Types Of Veneer (Detailed)
1.Natural Wood Veneer | Details
Material | Thin slices of real wood applied on plywood/MDF to achieve a natural wood finish with authentic grains and textures.
Types | Teak, Walnut, Oak, Ash, Maple
Sizes | 8 ft × 4 ft (standard sheets), also in flitches
Thk (mm) | 0.5 – 1
Cost (sq.ft) | ₹120 – ₹500
Installation Method | Adhesive pasting + polishing (PU/melamine)
Maintenance | Requires periodic polishing, avoid moisture
Pros | Natural look, premium feel, unique grain patterns
Cons | Requires polishing, can be expensive, needs maintenance
Best Places to Use | Furniture, wall panels, doors, wardrobes
Brands | Century Veneers, Su Veneers, Sanghvi Suppliers
2.Engineered Veneer | Details
Material | Man-made veneer createdto achieve uniform grain patterns and consistent color.
Types | Straight Grain, Exotic Patterns
Sizes | 8 ft × 4 ft
Thk (mm) | 0.5 – 1
Cost (sq.ft) | ₹80 – ₹300
Installation Method | Adhesive pasting + polishing
Maintenance | Moderate maintenance
Pros | Uniform look, cost-effective, sustainable
Cons | Less natural variation compared to real wood
Best Places to Use | Furniture, wall panels, offices
Brands | Century Veneers, Su Veneers, Sanghvi Suppliers
3.Teak Veneer | Details
Material | Premium natural veneer made from teak wood
Types | Burma Teak, African Teak
Sizes | 8 ft × 4 ft
Thk (mm) | 0.6 – 1
Cost (sq.ft) | ₹250 – ₹800
Installation Method | Adhesive + PU polish
Maintenance | Periodic polishing required
Pros | Highly durable, rich appearance, long-lasting
Cons | Expensive, requires polishing
Best Places to Use | Luxury furniture, doors, paneling
Brands | Century Veneers, Su Veneers, Sanghvi Suppliers
4.Walnut Veneer | Details
Material | Dark-toned veneer with rich grain pattern
Types | American Walnut, European Walnut
Sizes | 8 ft × 4 ft
Thk (mm) | 0.5 – 1
Cost (sq.ft) | ₹200 – ₹600
Installation Method | Adhesive + polish
Maintenance | Moderate maintenance
Pros | Elegant dark finish, premium appeal
Cons | Expensive, needs polishing
Best Places to Use | Wall panels, furniture, offices
Brands | Century Veneers, Su Veneers, Sanghvi Suppliers
5.Oak Veneer | Details
Material | Light-colored veneer with subtle grain
Types | White Oak, Red Oak
Sizes | 8 ft × 4 ft
Thk (mm) | 0.5 – 1
Cost (sq.ft) | ₹150 – ₹400
Installation Method | Adhesive + polish
Maintenance | Regular care required
Pros | Light aesthetic, versatile design
Cons | Needs polishing, can stain
Best Places to Use | Furniture, wall panels, wardrobes,Scandinavian interiors
Brands | Century Veneers, Su Veneers, Sanghvi Suppliers
6.Dyed Smoked Veneer | Details
Material | Veneers treated with dyes or smoke to for custom tones while retaining natural grain.
Types | Smoked Oak, Dyed Ash
Sizes | 8 ft × 4 ft
Thk (mm) | 0.5 – 1
Cost (sq.ft) | ₹180 – ₹500
Installation Method | Adhesive + polish
Maintenance | Moderate maintenance
Pros | Unique colors with natural texture
Cons | Expensive, requires finishing
Best Places to Use | Feature walls, luxury interiors
Brands | Venzo

## (Top)Designer Veneers
Designer Veneers
Image | Sr. No | Material | Cost (sq.ft) | Thk(mm) | Best Places to Use | Brands:
| 1 | .Sucupira Veneer | ₹120 – ₹500 | 0.5 – 1 | Wall panels, luxury furniture, doors | Century Veneers, Su Veneers, Sanghvi Suppliers
| 2 | Wenge Veneer | ₹400 – ₹1200 | 0.5 – 1 | Luxury furniture, statement panels | Century Veneers, Su Veneers, Sanghvi Suppliers
| 3 | Ebony Veneer | ₹500 – ₹1200 | 1 | Luxury furniture, wardrobes, wall panels, executive spaces | Century Veneers, Su Veneers, Sanghvi Suppliers
| 4 | Zebrano Veneer | ₹300 – ₹900 | 0.5 – 1 | Feature walls, furniture, panels | Century Veneers, Su Veneers, Sanghvi Suppliers
| 5 | Burl Veneer | ₹400 – ₹1200 | 0.5– 1 | Luxury furniture, feature panels | Century Veneers, Su Veneers, Sanghvi Suppliers

## (Bottom)Designer Veneers
Designer Veneers
Image | 1.Sucupira Veneer | Details
| Material | Exotic South American veneer with deep brown tones and subtle lighter streaks
| Types | Flat Cut, Quarter Cut, Recon Sucupira
| Sizes | 8 ft × 4 ft
| Thk (mm) | 0.5 – 1
| Cost (sq.ft) | ₹250 – ₹800
| Installation Method | Adhesive pasting + PU polish
| Maintenance | Moderate to high maintenance
| Pros | Rich tone, premium feel, durable
| Cons | Expensive, requires polishing
| Best Places to Use | Wall panels, luxury furniture, doors
| Brands | Century Veneers, Su Veneers, Sanghvi Suppliers
Image | 2. Wenge Veneer | Details
| Material | Premium dark veneer with deep black to dark brown tones
| Types | Natural Ebony, Recon Ebony
| Sizes | 8 ft × 4 ft
| Thk (mm) | 0.5 – 1
| Cost (sq.ft) | ₹400 – ₹1200
| Installation Method | Adhesive + high-gloss polish
| Maintenance | High maintenance
| Pros | Ultra-premium look, rare material
| Cons | Very expensive, limited availability
| Best Places to Use | Luxury furniture, statement panels
| Brands | Century Veneers, Su Veneers, Sanghvi Suppliers
Image | 3.Ebony Veneer | Details
| Material | Dark, luxurious veneer with deep black to dark brown tones, with subtle grain patterns
| Types | Crown Cut, Quarter Cut
| Sizes | 8 ft × 4 ft
| Thk (mm) | 0.5 – 1
| Cost (sq.ft) | ₹500 – ₹1500
| Installation Method | Adhesive + polish
| Maintenance | Moderate to high maintenance (needs regular polishing to retain finish)
| Pros | Rich premium look, adds depth and elegance, timeless appeal
| Cons | Expensive, can make spaces look smaller if overused, requires skilled polishing
| Best Places to Use | Luxury furniture, wardrobes, wall panels, executive spaces
| Brands | Century Veneers, Greenply, Sanghvi Suppliers
Image | 4. Zebrano Veneer | Details
| Material | Striking veneer with bold striped patterns resembling zebra lines
| Types | Crown Cut, Quarter Cut
| Sizes | 8 ft × 4 ft
| Thk (mm) | 0.5 – 1
| Cost (sq.ft) | ₹300 – ₹900
| Installation Method | Adhesive + polish
| Maintenance | Moderate maintenance
| Pros | Unique pattern, eye-catching design
| Cons | Can overpower space if overused
| Best Places to Use | Feature walls, furniture, panels
| Brands | Century Veneers, Su Veneers, Sanghvi Suppliers
Image | 5.Burl Veneer | Details
| Material | Highly decorative veneer with intricate swirling grain patterns formed from tree burls
| Types | Walnut Burl, Elm Burl, Oak Burl
| Sizes | 8 ft × 4 ft
| Thk (mm) | 0.5– 1
| Cost (sq.ft) | ₹400 – ₹1200
| Installation Method | Adhesive + high-gloss polish
| Maintenance | High maintenance
| Pros | Extremely unique, high-end appeal
| Cons | Expensive, limited stock
| Best Places to Use | Luxury furniture, feature panels
| Brands | Century Veneers, Su Veneers, Sanghvi Suppliers

## Laminte vs Veneer
Comparison -Laminate vs Veneer
Category | Laminte | Veneer
Material | Artificial surface made from kraft paper + resins | Thin slice of natural wood applied on plywood and MDF
Types | Technical: HPL (regular), PVC, LPL, Compact, Acrylic | Technical: Natural veneer, Engineered (recon veneer)
| Design: Solid colors, wood, stone, textured, metallic, digital, cane | Design : Teak, Walnut, Oak, Sucupira, Wenge, Burl
Finish | Uniform designs, repeat patterns; available in matte, gloss, textured, anti-fingerprint finishes | Natural grains, unique patterns; polish (matte, gloss)
Thickness & Sizes | 0.8–1 mm up to 12 mm | 0.5–1 mm
| Sizes: 8×4 ft, 10×4 ft | Sizes: 8×4 ft
Cost Range | ₹70 – ₹600+ per sq ft | ₹120 – ₹1200+ per sq ft
Installation & Time | Adhesive pasting; quick and easy installation | Adhesive + polishing; slow and requires skilled labor
Durability & Resistance | Scratch-resistant, water-resistant , good for high-use areas | Durable but porous; sensitive to moisture, depends on polish
Repairability & Longevity | Cannot be repaired; replacement required if damaged | Can be sanded & repolished multiple times
| Lifespan: 5–10 years | Lifespan: 10–20+ years
Maintenance | Very low; simple cleaning | High; requires polishing and careful use
Design Flexibility | Very high — wide variety of colors, textures, patterns, finishes | Limited to wood aesthetics but offers unmatched natural richness
Applications | Kitchens, wardrobes, furniture, offices, rentals | Wall panels, luxury furniture, doors, premium interiors
Budget | Budget to mid-range | Premium to luxury

## (Top)Plywood
Plywood
Image | Sr. No | Material | Cost (sq.ft) | Thk(mm) | Best Places to Use | Brands:
| 1 | MR Plywood (Commercial) | ₹70 – ₹130 | 6, 9, 12, 16, 18 | Wardrobes, beds, TV units, study tables | CenturyPly, Greenply,
| 2 | BWR Plywood | ₹100 – ₹180 | 6, 9, 12, 16, 18 | Kitchen cabinets, utility furniture | CenturyPly, Greenply,National Plywood,
| 3 | BWP / Marine Plywood | ₹140 – ₹250 | 6, 9, 12, 16, 18 | Kitchen carcass, bathroom vanity, sink units | CenturyPly Marine, Greenply Gold,
| 4 | Flexible Plywood | ₹130 – ₹250 | 4, 6, 8 | Curved furniture, arches, curved wall panels | CenturyPly Flexi, Greenply Flexiply,
| 5 | Fire Retardant Plywood | ₹180 – ₹350 | 6, 9, 12, 16, 18 | Commercial interiors, theatres, hospitals | CenturyPly Firewall, Greenply FR
| 6 | Blockboard | ₹90 – ₹160 | 16, 18, 19 | Doors, long shelves, partitions | CenturyPly, Greenply,
| 7 | MDF (Medium Density Fiberboard) | ₹50 – ₹120 | 6, 9, 12, 16, 18 | Wall panels, shutters, decorative CNC panels | Greenpanel, CenturyPly,
| 8 | HDHMR Board | ₹120 – ₹220 | 6, 9, 12, 16, 18 | Wardrobe shutters, kitchen shutters | Action Tesa HDHMR, Greenpanel HDHMR, CenturyPly Club Prime
| 9 | Particle Board | ₹40 – ₹90 | 12, 16, 18 | Budget furniture, modular interiors | Greenpanel, CenturyPly

## (Bottom)Plywood
Types Of Plywood (Detailed)
1.MR plywood | Details
Material | MR plywood (Moisture Resistant), commonly called commercial plywood.It can resist humidity and mild moisture but is not waterproof.
Types | Commercial Grade / MR Grade Plywood
Sizes | 8 ft × 4 ft
Thk (mm) | 6, 9, 12, 16, 18
Cost (sq.ft) | ₹70 – ₹130
Installation Method | Fixed with screws or nails onto wooden or metal framework
Maintenance | Depends on finish like laminate or veneer
Pros | Affordable, easily available, good for interior use
Cons | Not waterproof, not suitable for wet areas
Best Places to Use | Wardrobes, beds, study tables, TV units, indoor furniture
Brands | CenturyPly, Greenply
2.BWR plywood | Details
Material | BWR plywood (Boiling Water Resistant) is highly resistant to water and humidity compared to MR plywood.
Types | Exterior Grade BWR Plywood
Sizes | 8 ft × 4 ft
Thk (mm) | 6, 9, 12, 16, 18
Cost (sq.ft) | ₹100 – ₹180 / sq ft
Installation Method | Cut and fixed to framework using screws or nails
Maintenance | Laminates or veneer finish recommended
Pros | Good water resistance, strong and durable
Cons | Costlier than MR plywood
Best Places to Use | Kitchen cabinets, utility furniture, wash area storage
Brands | CenturyPly, Greenply
3.BWP (Boiling Water Proof) | Details
Material | BWP (Boiling Water Proof) or Marine plywood is a premium grade plywood that withstands prolonged exposure to water, humidity, and boiling water tests
Types | Marine Grade Plywood
Sizes | 8 ft × 4 ft
Thk (mm) | 6, 9, 12, 16, 18
Cost (sq.ft) | ₹140 – ₹250
Installation Method | Screw fixing onto structural frame
Maintenance | Protect surface with laminate or paint
Pros | Highly water resistant, very durable
Cons | Expensive compared to other plywood grades
Best Places to Use | Kitchen carcass, bathroom vanities, sink units, high-moisture areas
Brands | CenturyPly Marine, Greenply Gold
4.Flexible plywood | Details
Material | Flexible plywood is specially designed to bend easily without breaking, allowing curved furniture and architectural forms. It is not load bearing and must always be supported by a framework or backing board.
Types | Long grain flexible plywood, short grain flexible plywood
Sizes | 8 ft × 4 ft
Thk (mm) | 4, 6, 8
Cost (sq.ft) | ₹130 – ₹25
Installation Method | Fixed over curved framework and laminated
Maintenance | Basic cleaning
Pros | Easily bends to create curved shapes
Cons | Lower structural strength
Best Places to Use | Curved furniture, arches, curved wall panels, reception desks
Brands | Greenply Flexiply, CenturyPly Flexi
5.Fire retardant plywood | Details
Material | Fire retardant plywood is chemically treated plywood designed to slow down the spread of fire and reduce flame damage, but is not completely fireproof.
Types | Fire retardant interior plywood
Sizes | 8 ft × 4 ft
Thk (mm) | 6, 9, 12, 16, 18
Cost (sq.ft) | ₹180 – ₹350
Installation Method | Installed like regular plywood with screws
Maintenance | Regular surface finish maintenance
Pros | Improves fire safety, slows flame spread
Cons | Expensive, limited availability
Best Places to Use | Commercial interiors, hospitals, theatres, public buildings
Brands | CenturyPly Firewall, Greenply FR
6.Blockboard | Details
Material | Blockboard is an engineered wood board made from solid softwood strips and sandwiched between veneer layers.
Types | Interior Grade Blockboard, BWR Grade Blockboard
Sizes | 8 ft × 4 ft
Thk (mm) | 16, 18, 19
Cost (sq.ft) | ₹90 – ₹160
Installation Method | Fixed onto framework using screws or nails
Maintenance | Surface should be finished with laminate, veneer, or paint
Pros | Lightweight, good screw holding capacity, stable for long panels
Cons | Lower moisture resistance compared to plywood
Best Places to Use | Doors, long shelves, partitions, tables, wall panels
Brands | CenturyPly, Greenply
7.MDF (Medium Density Fiberboard) | Details
Material | MDF is an engineered wood board that provides a very smooth surface ideal for paint and decorative finishes.
Types | Interior MDF, Moisture Resistant MDF (MR MDF), Exterior Grade MDF
Sizes | 8 ft × 4 ft
Thk (mm) | 6, 9, 12, 16, 18
Cost (sq.ft) | ₹50 – ₹120
Installation Method | Cut and fixed to framework using screws or adhesive
Maintenance | Requires protective surface finish such as laminate, paint, or veneer
Pros | Smooth surface, ideal for paint finishes, good for CNC cutting and carving
Cons | Poor moisture resistance, weaker screw holding than plywood
Best Places to Use | Wall panels, wardrobe shutters, decorative CNC panels, furniture shutters
Brands | Greenpanel, CenturyPly
8.HDHMR Board | Details
Material | HDHMR (High Density High Moisture Resistant) board is an advanced engineered board with high density and moisture resistance.
Types | Interior Grade HDHMR Board
Sizes | 8 ft × 4 ft
Thk (mm) | 6, 9, 12, 16, 18
Cost (sq.ft) | ₹120 – ₹220
Installation Method | Fixed to furniture framework using screws
Maintenance | Surface should be finished with laminate, veneer, or paint
Pros | High strength, moisture resistant, smooth surface for laminate or paint
Cons | Costlier than MDF
Best Places to Use | Wardrobe shutters, kitchen shutters, furniture panels
Brands | Action Tesa HDHMR, Greenpanel HDHMR, CenturyPly Club Prime
9.Particle Board | Details
Material | Particle board is an engineered wood board made by compressing wood particles, chips, and sawdust with resin under heat and pressure.
Types | Interior Particle Board, Pre-laminated Particle Board
Sizes | 8 ft × 4 ft
Thk (mm) | 12, 16, 18
Cost (sq.ft) | ₹40 – ₹90
Installation Method | Fixed to framework using screws and connectors
Maintenance | Protect surface with laminate or veneer
Pros | Economical, lightweight, smooth surface for laminate
Cons | Low durability, weak screw holding, poor moisture resistance
Best Places to Use | Budget furniture, modular kitchens, office furniture
Brands | Greenply, CenturyPly
Area | Recommended Ply
Wardrobes | MR
TV unit | MR
Bed | MR
Kitchen carcass | BWR
Sink unit | BWP
Bathroom vanity | BWP
Curved panels | Flexible Ply
Commercial interiors | Fire Retardant
Furniture Element | Best Material
Wardrobe carcass | MR / BWR plywood
Kitchen carcass | BWR / BWP plywood
Kitchen shutters | HDHMR / MDF
Bathroom vanity | BWP plywood
Curved panels | Flexible plywood
Long shelves | Blockboard
Painted panels | MDF
Budget modular furniture | Particle board

## (Top)Types Of Wood
Types Of Wood
Image | Sr. No | Material | Cost (sq.ft) | Thk(mm) | Best Places to Use | Brands:
| 1 | Teak Wood | ₹2500 – ₹8000 | 15 – 50 | Doors, furniture, outdoor furniture | Local timber suppliers
| 2 | Sheesham Wood | ₹1500 – ₹3500 | 15 – 40 | Furniture, beds, cabinets | Local timber markets
| 3 | Oak Wood | ₹3000 – ₹7000 | 15– 40 | Furniture, flooring, paneling | Imported timber suppliers
| 4 | Walnut Wood | ₹4000 – ₹9000 | 15 – 40 | Luxury furniture, wall panels | Imported timber suppliers
| 5 | Pine Wood | ₹800 – ₹2000 | 15 – 35 | Furniture, paneling | Local suppliers
| 6 | Ash Wood | ₹2500 – ₹5000 | 15 – 40 | Furniture, paneling | Imported timber suppliers

## (Bottom)Types Of Wood
Types Of Wood (Detailed)
1. Teak Wood | Details
Material | Premium hardwood that is durabie and resistance to moisture and termites.
Types | Burma Teak, African Teak
Sizes | Custom sizes
Thk (mm) | 15 – 50
Cost (sq.ft) | ₹2500 – ₹8000
Installation Method | Carpentry joinery + polishing
Maintenance | Low to moderate ,periodic polishing
Pros | Highly durable, termite-resistant, long-lasting
Cons | Expensive, heavy
Best Places to Use | Doors, furniture, outdoor furniture
Brands | Local timber suppliers
2.Sheesham Wood | Details
Material | Strong hardwood with rich grain patterns
Types | North Indian Sheesham
Sizes | Custom sizes
Thk (mm) | 15 – 40
Cost (sq.ft) | ₹1500 – ₹3500
Installation Method | Carpentry joinery
Maintenance | Moderate maintenance
Pros | Durable, attractive grain, cost-effective
Cons | Can develop cracks if not seasoned properly
Best Places to Use | Furniture, beds, cabinets
Brands | Local timber markets
3.Oak Wood | Details
Material | Imported hardwood with a light tone and subtle grain
Types | White Oak, Red Oak
Sizes | Imported planks
Thk (mm) | 15– 40
Cost (sq.ft) | ₹3000 – ₹7000
Installation Method | Carpentry + polishing
Maintenance | Moderate maintenance
Pros | Strong, elegant, versatile
Cons | Expensive, not locally available
Best Places to Use | Furniture, flooring, paneling
Brands | Imported timber suppliers
4. Walnut Wood | Details
Material | Premium dark hardwood with rich brown tones
Types | American Walnut, European Walnut
Sizes | Custom sizes
Thk (mm) | 15 – 40
Cost (sq.ft) | ₹4000 – ₹9000
Installation Method | Carpentry + polish
Maintenance | Moderate maintenance
Pros | Rich color, premium appeal
Cons | Expensive
Best Places to Use | Luxury furniture, wall panels
Brands | Imported timber suppliers
5. Pine Wood | Details
Material | Softwood with a light color and visible knots
Types | Natural Pine
Sizes | Custom sizes
Thk (mm) | 15 – 35
Cost (sq.ft) | ₹800 – ₹2000
Installation Method | Carpentry
Maintenance | Moderate
Pros | Affordable, lightweight
Cons | Soft, prone to dents and scratches
Best Places to Use | Furniture, paneling
Brands | Local suppliers
6.Ash Wood | Details
Material | Light-colored hardwood with straight grain
Types | White Ash
Sizes | Custom sizes
Thk (mm) | 15 – 40
Cost (sq.ft) | ₹2500 – ₹5000
Installation Method | Carpentry + polish
Maintenance | Moderate
Pros | Strong, flexible, light aesthetic
Cons | Needs polishing, not very moisture-resistant
Best Places to Use | Furniture, paneling
Brands | Imported timber suppliers

## (Top)Glass
Designer Veneers
Image | Sr. No | Material | Cost (sq.ft) | Thk(mm) | Best Places to Use | Brands:
| 1 | Clear Glass | ₹40 – ₹150 | 4–12 mm | Windows, partitions, doors, tabletops | Saint-Gobain
| 2 | Toughened Glass | ₹180 – ₹400 | 8–15 mm | Shower enclosures, glass doors, railings, partitions | Saint-Gobain, AIS Glass
| 3 | Laminated Glass | ₹250 – ₹700 | 6–13.5 mm | Skylights, glass floors, railings, safety glazing | Saint-Gobain, AIS Glass
| 4 | Frosted Glass | ₹150 – ₹350 | 4–12 mm | Bathroom partitions, office partitions, doors | Saint-Gobain, AIS Glass
| 5 | Tinted Glass | ₹120 – ₹300 | 5–12 mm | Facades, windows, decorative panels | Saint-Gobain, AIS Glass
| 6 | Lacquered Glass | ₹200 – ₹450 | 5–8 mm | Kitchen backsplashes, wardrobes, wall panels | Saint-Gobain, AIS Glass
| 7 | Fluted Glass | ₹350 – ₹900 | 5–10 mm | Cabinet shutters, partitions, wardrobe shutters, sliding doors, decorative panels | Saint-Gobain, AIS Glass
| 8 | Smoked Glass | ₹200 – ₹500 | 5–12 mm | Cabinet shutters, partitions, offices, wardrobe shutters, tabletops | Saint-Gobain, AIS Glass
| 9 | Sandwiched Glass | ₹250 – ₹800 | 10mm- 16mm | Facades,Glass partitions,Shower enclosures, RailingsOffice cabins | Saint-Gobain, AIS Glass
| 10 | Smart Glass | ₹2500 – ₹8000 | 8–12 mm | Office meeting rooms, bathroom partitions, luxury homes, smart windows | Saint-Gobain, AIS Glass

## (Bottom)Glass
Types Of Glass
Image | 1.Clear glass | Details
| Material | Transparent glass with high light transmission, unobstructed visibility and natural light.
| Types | Clear Float Glass, Ultra Clear Glass
| Sizes | Custom sizes
| Thk (mm) | 4, 5, 6, 8, 10, 12
| Cost (sq.ft) | ₹40 – ₹150
| Installation Method | Installed in aluminium, wood, or metal frames
| Maintenance | Clean regularly with glass cleaner and soft cloth
| Pros | High transparency, affordable, widely available
| Cons | Breaks into sharp shards if not tempered
| Best Places to Use | Windows, partitions, doors, tabletops
| Brands | Saint-Gobain
Image | 2.Toughened glass | Details
| Material | A heat-treated safety glass that is 4–5 times stronger than normal glass and breaks into small blunt pieces instead of sharp shards.
| Types | Clear Toughened Glass, Frosted Toughened Glass, Tinted Toughened Glass
| Sizes | Custom sizes
| Thk (mm) | 8m 10, 12, 15
| Cost (sq.ft) | ₹180 – ₹400
| Installation Method | Installed with glass fittings, clamps, or patch fittings
| Maintenance | Clean with glass cleaner
| Pros | High strength, safer breakage
| Cons | Cannot be cut after tempering
| Best Places to Use | Shower enclosures, glass doors, railings, partitions
| Brands | Saint-Gobain, AIS Glass
Image | 3.Laminated glass | Details
| Material | Made by bonding two or more layers of glass with a plastic interlayer, which holds the glass together when broken.
| Types | Clear Laminated Glass, Colored Laminated Glass
| Sizes | Custom sizes
| Thk (mm) | 6– 12
| Cost (sq.ft) | ₹250 – ₹500
| Installation Method | Installed in structural frames
| Maintenance | Regular glass cleaning
| Pros | High safety, sound insulation
| Cons | Expensive compared to regular glass
| Best Places to Use | Skylights, glass floors, railings, safety glazing
| Brands | Saint-Gobain, AIS Glass
Image | 4.Frosted glass | Details
| Material | Glass that been acid-etched or sandblasted to create a translucent surface that allows light while providing privacy.
| Types | Acid Etched Glass, Sandblasted Glass
| Sizes | Custom sizes
| Thk (mm) | 4 – 12
| Cost (sq.ft) | ₹150 – ₹350
| Installation Method | Installed in frames or partitions
| Maintenance | Clean with mild glass cleaner
| Pros | Provides privacy while allowing light
| Cons | Fingerprints can be visible
| Best Places to Use | Bathroom partitions, office partitions, doors
| Brands | Saint-Gobain, AIS Glass
Image | 5.Tinted glass | Details
| Material | Colored glass produced by adding metal oxides during manufacturing to reduce glare and solar heat gain.
| Types | Grey Glass, Bronze Glass, Blue Glass, Green Glass
| Sizes | Custom sizes
| Thk (mm) | 5– 12
| Cost (sq.ft) | ₹120 – ₹300
| Installation Method | Installed in frames or curtain wall systems
| Maintenance | Regular cleaning with glass cleaner
| Pros | Reduces glare and sunlight
| Cons | Slightly reduces visibility
| Best Places to Use | Facades, windows, decorative panels
| Brands | Saint-Gobain, AIS Glass
Image | 6.Lacquered/Back painted glass | Details
| Material | Clear float glass coated with colored paint on one side to create a decorative and glossy finish.
| Types | White Lacquered Glass, Colored Lacquered Glass
| Sizes | Custom sizes
| Thk (mm) | 5– 8
| Cost (sq.ft) | ₹200 – ₹450
| Installation Method | Fixed with adhesive or silicone on boards
| Maintenance | Clean with soft cloth
| Pros | Smooth glossy finish, easy to clean
| Cons | Scratches can be visible
| Best Places to Use | Kitchen backsplashes, wardrobes, wall panels
| Brands | Saint-Gobain, AIS Glass
Image | 7.Fluted glass | Details
| Material | Decorative textured glass with vertical grooves or ribbed patterns on its surface,allowing partial light to pass through
| Types | Clear Fluted Glass, Frosted Fluted Glass, Tinted Fluted Glass
| Sizes | Custom sizes
| Thk (mm) | 5, 6, 8, 10
| Cost (sq.ft) | ₹350 – ₹900
| Installation Method | Installed in aluminium, wooden, or metal frames or fixed using glass fittings
| Maintenance | Clean carefully using glass cleaner and soft brush for grooves
| Pros | Modern aesthetic, provides privacy while allowing light, decorative texture
| Cons | Grooves collect dust, slightly difficult to clean
| Best Places to Use | Cabinet shutters, partitions, wardrobe shutters, sliding doors, shower enclosures, decorative panels
| Brands | Saint-Gobain, AIS Glass,
Image | 8.Smoked glass | Details
| Material | Tinted glass with a dark grey or brown tone that reduces glare and creates a sleek
| Types | Grey Smoked Glass, Bronze Smoked Glass
| Sizes | custom sizes
| Thk (mm) | 5, 6, 8, 10, 12
| Cost (sq.ft) | ₹200 – ₹500
| Installation Method | Installed in frames or fixed with clamps and glass fittings
| Maintenance | Regular cleaning with glass cleaner to avoid smudges
| Pros | Stylish modern look, reduces glare, hides clutter slightly
| Cons | Dark tint reduces transparency
| Best Places to Use | Cabinet shutters, partitions, offices, wardrobe shutters, tabletops
| Brands | Saint-Gobain, AIS Glass
Image | 9.Sandwiched glass | Details
| Material | Consists of two or more layers of glass bonded together with a plastic interlayer. Safer than regular glass.
| Types | Clear Laminated Glass, Frosted Laminated Glass, Colored Laminated Glass, Fabric Laminated Glass Acoustic Laminated Glass
| Sizes | Custom sizes
| Thk (mm) | 10, 12 16
| Cost (sq.ft) | ₹250 – ₹800
| Installation Method | Installed using aluminium channels, glass clamps, or patch fittings. Silicone sealant is used to seal the edges.
| Maintenance | Clean using glass cleaner or mild soap solution
| Pros | Safety glass ,Sound insulation properties, UV protection, Strong and durable
| Cons | More expensive,Edges must be sealed properly,Slightly heavier
| Best Places to Use | Facades,Glass partitions,Shower enclosures, RailingsOffice cabins
| Brands | Saint-Gobain, AIS Glass
Image | 10.Smart glass | Details
| Material | Also known as switchable glass,.It changes from transparent to opaque when an electric current is applied.
| Types | Electrochromic Glass, Suspended Particle Device (SPD) Glass
| Sizes | Custom sizes
| Thk (mm) | 8mm – 12mm
| Cost (sq.ft) | ₹2500 – ₹8000
| Installation Method | Installed as laminated glass panels with electrical wiring connected to a switch or remote control
| Maintenance | Clean with mild glass cleaner and avoid water contact with electrical connections
| Pros | Instant privacy control, modern technology, eliminates need for curtains or blinds
| Cons | Expensive, requires electrical connection
| Best Places to Use | Office meeting rooms, bathroom partitions, luxury homes, smart windows
| Brands | AIS Smart Glass, Smartglass International, Gauzy

## (Top)Mirrors
Mirrors
Image | Sr. No | Material | Cost (sq.ft) | Thk(mm) | Best Places to Use | Brands:
| 1 | Clear Mirror | ₹80 – ₹200 | 4–6 | Wardrobes,Bathrooms, Dressing areas,Gyms | Saint-Gobain
| 2 | Tinted Mirror | ₹150 – ₹400 | 5–6 | Wardrobes, Bar units, Feature walls | Saint-Gobain, AIS Glass
| 3 | Antique Mirror | ₹400 – ₹1200 | 4–6 | Feature walls, Backsplashes, Decorative panels | AIS Glass
| 4 | Bevelled Mirror | ₹250 – ₹600 | 5–6 | Wall panels, Dressing areas, Feature walls | AIS Glass
| 5 | Mirror Tiles | ₹200 – ₹800 | 4–6 | Feature walls, Foyers, Living rooms | AIS Glass
| 6 | Fluted Mirror | ₹500 – ₹1500 | 5–8 | Wardrobes, Partitions, Feature panels | AIS Glass
| 7 | Etched Mirror | ₹250 – ₹600 | 4–6 | Bathrooms, Partitions, Decorative panels | Saint-Gobain, AIS Glass
| 8 | Back-Painted Mirror | ₹200 – ₹500 | 5–6 | Panels, Furniture, Decorative surfaces | AIS Glass
| 9 | LED Mirror | ₹2000 – ₹10,000+ per piece | 5 | Bathrooms, Vanity areas | Jaquar, Kohler, Hindware

## (Bottom)Mirrors
Types Of Glass
Image | 1.Clear Mirror | Details
| Material | Standard silver-backed mirror that provides a clear and accurate reflection.
| Types | Float Glass Mirror, Ultra Clear Mirror
| Sizes | Custom sizes
| Thk (mm) | 4–6
| Cost (sq.ft) | ₹80 – ₹200
| Installation Method | Fixed with adhesive + screws,Back panel (ply/board)
| Maintenance | Clean with glass cleaner, Avoid harsh chemicals
| Pros | True reflection,Budget-friendly,Easily available
| Cons | Scratches visible over time, Can look basic if overused
| Best Places to Use | Wardrobes,Bathrooms, Dressing areas,Gyms
| Brands | Saint-Gobain
Image | 2.Tinted Mirror | Details
| Material | Mirror with a coloured base that gives a premium reflection.
| Types | Bronze Mirror, Grey Mirror, Blue/Green Tinted Mirror
| Sizes | Custom sizes
| Thk (mm) | 5–6
| Cost (sq.ft) | ₹150 – ₹400
| Installation Method | Fixed with adhesive + screws, Back panel support
| Maintenance | Clean with glass cleaner, Avoid scratches
| Pros | Premium look, Reduces glare, Adds warmth
| Cons | Darkens space, Less clear reflection
| Best Places to Use | Wardrobes, Bar units, Feature walls
| Brands | Saint-Gobain, AIS
Image | 3.Antique Mirror | Details
| Material | Distressed mirror with a vintage textured appearance
| Types | Foxed Mirror, Patterned Antique Mirror
| Sizes | Custom sizes
| Thk (mm) | 4–6
| Cost (sq.ft) | ₹400 – ₹1200
| Installation Method | Panel-based fixing on backing board
| Maintenance | Dry cloth cleaning, Avoid harsh chemicals
| Pros | Unique luxury finish, Hides fingerprints
| Cons | Expensive, Not functional for reflection
| Best Places to Use | Feature walls, Backsplashes, Decorative panels
| Brands | AIS
Image | 4.Bevelled Mirror | Details
| Material | Mirror with angled edges that create a framed reflective effect without using an actual frame.
| Types | Single Bevel, Double Bevel, Bevelled Tiles
| Sizes | Custom sizes
| Thk (mm) | 5–6
| Cost (sq.ft) | ₹250 – ₹600
| Installation Method | Grid/panel installation with adhesive
| Maintenance | Regular cleaning, Extra care at edges
| Pros | Elegant detailing, Reflects light well
| Cons | Dust collects in joints, Can look dated if overused
| Best Places to Use | Wall panels, Dressing areas, Feature walls
| Brands | AIS
Image | 5.Mirror Tiles | Details
| Material | Mirrors cut into geometric shapes or grids
| Types | Square Panels, Rectangular Panels, Geometric Designs
| Sizes | 1x1 ft, 2x2 ft
| Thk (mm) | 4–6
| Cost (sq.ft) | ₹200 – ₹800
| Installation Method | Grid-based installation with proper spacing
| Maintenance | Clean panels individually, Maintain joints
| Pros | Customizable design, Visually striking
| Cons | Alignment issues, Can look cluttered
| Best Places to Use | Feature walls, Foyers, Living rooms
| Brands | AIS
Image | 6.Fluted Mirror | Details
| Material | Textured mirror with vertical grooves that create a distorted reflection.
| Types | Fine Ribbed, Wide Fluted
| Sizes | Custom sizes
| Thk (mm) | 5–8
| Cost (sq.ft) | ₹500 – ₹1500
| Installation Method | Panel fixing with backing support
| Maintenance | Cleaning required, Dust in grooves
| Pros | Trendy, Adds texture, Soft reflection
| Cons | Expensive, Not functional as clear mirror
| Best Places to Use | Wardrobes, Partitions, Feature panels
| Brands | AIS
Image | 7.Etched Mirror | Details
| Material | Mirror with a matte finish that diffuses reflection.
| Types | Full Frosted, Pattern Frosted
| Sizes | Custom sizes
| Thk (mm) | 4–6
| Cost (sq.ft) | ₹250 – ₹600
| Installation Method | Method Fixed with adhesive on backing
| Maintenance | Gentle cleaning, Avoid stains
| Pros | Privacy, Soft aesthetic
| Cons | Not reflective, Can stain if not maintained
| Best Places to Use | Bathrooms, Partitions, Decorative panels
| Brands | AIS, Saint-Gobain
Image | 8.Back-Painted Mirror | Details
| Material | Mirror with coloured paint applied at the back for a glossy decorative finish.
| Types | Solid Colours, Custom Colours
| Sizes | Custom sizes
| Thk (mm) | 5–6
| Cost (sq.ft) | ₹200 – ₹500
| Installation Method | Panel installation with adhesive
| Maintenance | Clean gently, Avoid scratches
| Pros | Sleek finish, Adds colour
| Cons | Scratches visible, Not reflective
| Best Places to Use | Panels, Furniture, Decorative surfaces
| Brands | AIS
Image | 9.LED Mirror | Details
| Material | Mirror with integrated lighting that has anti-fog features
| Types | Backlit LED, Front-lit LED, Smart Mirror
| Sizes | Custom sizes
| Thk (mm) | 5mm mirror with frame
| Cost | ₹2000 – ₹10,000+ per piece
| Installation Method | Wall-mounted with concealed wiring
| Maintenance | Clean mirror, Check electricals periodically
| Pros | Premium look, Functional lighting, Modern design
| Cons | Requires electricity, Higher cost
| Best Places to Use | Bathrooms, Vanity areas
| Brands | Jaquar, Kohler, Hindware

## Door Finishes
Door Finishes
Image | Details
1) DOOR SKINS
· Raw Material Cost: ₹1,500–₹5,000 per door skin
· Thickness Required: 1–2 mm
· Installation Process: Skin is glued onto a flush door using adhesive + roller pressing; edges trimmed and polished.
· Maintenance: Wipe with a damp microfiber cloth weekly.
· Pros: Gives a premium look at an affordable cost. Huge variety of textures, patterns, and finishes.
· Cons: Not as durable as veneer or solid panels and can peel if exposed to moisture.
· Best Use: Main doors,Bedroom doors, passage doors, low-use interior doors.
2) FLUTE PANEL DOORS
· Raw Material Cost: ₹250–₹600 per sq ft (MDF fluting)
· Thickness Required: 12mm–18mm MDF panel over door
· Installation Process: Fluted sheets cut to size, glued or nailed on door, edges finished with beading, then painted or polished.
· Maintenance: Dust with a soft brush; clean grooves using a vacuum brush attachment.
· Pros: Adds a trending, modern, textured look. Works well for large statement doors.
· Cons: Takes more time to clean because of grooves. Paint can chip if hit by heavy objects.
· Best Use: Main doors (with laminate), bedroom doors, bathroom dry-area doors.
3) VENEER DOORS
· Raw Material Cost: ₹100–₹350 per sq ft (veneers); door cost varies
· Thickness Required: 0.5–1 mm veneer on 30–35mm door
· Installation Process: Veneer sheet is glued + pressed, sanded, and finished with melamine / PU polish.
· Maintenance: Wipe with a dry cloth; avoid water spills.
· Pros: Rich, natural, luxurious wood look. Customizable with stains and polishes.
· Cons: Requires skilled polishing; increases cost. Susceptible to scratches and moisture.
· Best Use: Bedrooms, living room doors, home office doors.
4) LAMINATE DOORS
· Raw Material Cost: ₹80–₹250 per sq ft
· Thickness Required: 0.8mm–1mm laminate on 30–35mm flush door
· Installation Process: Laminate sheets glued and pressed, edges finished with matching PVC edge banding.
· Maintenance: Clean with a mild soap solution; highly easy to maintain.
· Pros: Budget-friendly and very durable. Wide variety of textures and colours.
· Cons: Looks less premium compared to veneer. Edge banding may loosen if low-quality glue is used.
· Best Use: Bathroom (dry areas), bedrooms, passage doors, rental homes.
5) METAL DOORS (METAL SHEETS / ACCENTS)
· Raw Material Cost: ₹500–₹2,000 per sq ft (SS, brass, MS sheets)
· Thickness Required: 1–2 mm metal sheet over door panel
· Installation Process: Metal sheets CNC cut, stuck with high-strength adhesive, screwed at corners; polish or powder coating done after.
· Maintenance: Use a soft cloth + metal-safe cleaner; avoid harsh chemical polishes.
· Pros: Extremely strong, premium, and impactful. Perfect for modern luxury interiors.
· Cons: Expensive + heavy. Fingerprints and scratches show easily on some finishes. Best
· Use: Main entrance doors, statement doors, office doors
6) PU PAINTED DOORS
· Raw Material Cost: ₹150–₹350 per sq ft (painting cost)
· Thickness Required: 30–35mm door + 2–3 coats of PU
· Installation Process: Surface is sanded, primed, sprayed with PU coats, and polished to matte/gloss finish.
· Maintenance: Wipe with a soft microfiber cloth; avoid abrasives.
· Pros: Seamless, smooth, premium finish. You can choose any shade—customizable.
· Cons: Can chip if hit strongly. Slightly expensive due to labour & polish.
· Best Use: Bedrooms, kids’ rooms, minimalist design homes.
7) GLASS DOORS (CLEAR / FLUTED / TINTED / SMOKED)
· Raw Material Cost: ₹250–₹800 per sq ft (glass varies)
· Thickness Required: 8mm–12mm toughened glass
· Installation Process: Glass is toughened, polished, fitted in wooden/metal frame or installed frameless with floor spring + hardware.
· Maintenance: Clean with glass cleaner; avoid watermarks.
· Pros: Opens up space and increases natural light. Modern, sleek, and elegant.
· Cons: Needs regular cleaning. Privacy is limited unless frosted/tinted.
· Best Use: Walk-in closets, bathrooms, partitions, study rooms.

## Bed Finishes
Bed Finishes
Image | Details
1) LAMINATE FINISH
• Raw Material Cost: ₹80–₹300 per sq ft
• Thickness Required: 18 mm ply structure + 0.8–1 mm laminate
• Installation Process: Plywood bed structure made (box/storage), laminate sheets glued & edge-banded.
• Maintenance: Easy—wipe with damp cloth.
• Pros: Budget-friendly, durable, wide design options.
• Cons: Less premium than veneer/solid wood.
• Best Use: Budgeted homes, rental properties, functional storage beds.
2) VENEER FINISH
• Raw Material Cost: ₹120–₹400 per sq ft
• Thickness Required: 18 mm ply + 0.5–1 mm veneer
• Installation Process: Veneer applied on ply structure, polished with melamine/PU.
• Maintenance: Dry cloth; avoid moisture.
• Pros: Natural wood look, premium finish.
• Cons: Expensive; requires skilled polish.
• Best Use: Master bedrooms, premium homes.
3) PU PAINT FINISH
• Raw Material Cost: ₹180–₹450 per sq ft
• Thickness Required: MDF/ply base + multiple PU coats
• Installation Process: Surface prepared, spray painted, and polished.
• Maintenance: Soft cloth cleaning.
• Pros: Seamless finish, any colour possible.
• Cons: Chips on impact; higher labour cost.
• Best Use: Modern minimal beds
4) SOLID WOOD FINISH (TEAK / SHEESHAM WOOD)
• Raw Material Cost: ₹1500–₹5000+ per sq ft (wood dependent)
• Thickness Required: 25–75 mm sections (structural members)
• Installation Process: Fully carpentered or factory-made bed with joinery; polished or coated.
• Maintenance: Regular polishing; avoid moisture.
• Pros: Extremely durable, timeless, premium feel.
• Cons: Expensive; heavy; may expand/shrink.
• Best Use: Luxury homes, long-term investment beds.
5) UPHOLSTERED FINISH (FABRIC / LEATHER)
• Raw Material Cost: ₹150–₹600 per sq ft
• Thickness Required: 1–3 mm metal sections
• Installation Process: Welded metal frame; powder-coated or painted.
• Maintenance: Low; occasional cleaning.
• Pros: Strong, lightweight, modern/industrial look.
• Cons: Limited storage options; can feel less premium.
• Best Use: Minimal homes, guest rooms, studio apartments.
6) METAL FINISH (MS / SS FRAME)
• Raw Material Cost: ₹250–₹800 per sq ft
• Thickness Required: 10–25 mm (varies by stone type)
• Installation Process: Stone pieces/slabs fixed using adhesive + cement backing; joints may be visible or dry-stacked.
• Maintenance: Occasional dusting; sealing recommended to prevent stains.
• Pros: Natural textured look, adds depth & warmth; good for feature walls.
• Cons: Uneven surface collects dust; requires sealing; not a sleek finish.
• Best Use: Rustic interiors, accent TV walls, textured backdrops.
7) PRE-LAM PARTICLE BOARD FINISH
• Raw Material Cost: ₹70–₹200 per sq ft
• Thickness Required: 15–18 mm boards
• Installation Process: Modular panels assembled using connectors.
• Maintenance: Dry cloth cleaning; avoid water.
• Pros: Affordable, factory-finished, quick installation.
• Cons: Less durable than ply; moisture sensitive.
• Best Use: Budget homes, rental furniture.
8) ACRYLIC FINISH
• Raw Material Cost: ₹250–₹600 per sq ft
• Thickness Required: ~1 mm acrylic sheet on MDF/ply
• Installation Process: Acrylic sheets pressed onto panels.
• Maintenance: Microfiber cloth; avoid scratches.
• Pros: High-gloss, modern, reflective finish.
• Cons: Scratches & fingerprints visible.
• Best Use: Contemporary bedrooms.
9) RATTAN CANE FINISH
• Raw Material Cost: ₹150–₹500 per sq ft
• Thickness Required: Cane weave + wood frame
• Installation Process: Cane woven into wooden frame panels.
• Maintenance: Dry cleaning; avoid moisture.
• Pros: Lightweight, breathable, natural aesthetic.
• Cons: Not very durable under heavy impact; can sag over time.
• Best Use: Boho, tropical, airy bedrooms.
10) BAMBOO FINISH
• Raw Material Cost: ₹200–₹600 per sq ft
• Thickness Required: 15–30 mm panels/sections
• Installation Process: Bamboo treated, cut, and assembled like wood furniture.
• Maintenance: Occasional polishing; avoid excess moisture.
• Pros: Sustainable, lightweight, unique aesthetic.
• Cons: Limited availability; not as strong as hardwood.
• Best Use: Eco-conscious homes, minimalist interiors.

## Headboard Finishes
Headboard Finishes
Image | Details
1) FABRIC UPHOLSTERED
• Raw Material Cost: ₹250–₹800 per sq ft
• Thickness Required: 25–75 mm (ply + foam + fabric)
• Installation Process: Ply base fixed to wall, foam layered, fabric stretched and upholstered.
• Maintenance: Vacuum cleaning; stain removal required.
• Pros: Soft, cozy, wide fabric options, breathable.
• Cons: Absorbs dust/stains; higher maintenance.
• Best Use: Comfortable, cozy bedrooms, family homes.
2) LEATHERITE
• Raw Material Cost: ₹400–₹1200 per sq ft
• Thickness Required: 25–75 mm (ply + foam + leatherette)
• Installation Process: Foam added over base and leatherette tightly upholstered.
• Maintenance: Easy—wipe with damp cloth.
• Pros: Premium look, easy maintenance, stain-resistant.
• Cons: Less breathable; may crack over time.
• Best Use: Luxury bedrooms, hotel-style interiors.
3) RATTAN CANE
• Raw Material Cost: ₹150–₹500 per sq ft
• Thickness Required: Cane weave + wooden frame
• Installation Process: Cane woven into wooden/MDF frame panels and fixed to wall/bed.
• Maintenance: Dry cleaning; avoid moisture.
• Pros: Natural, breathable, lightweight, trendy.
• Cons: Can sag over time; not very impact-resistant.
• Best Use: Boho, tropical, airy bedrooms.
4) CHARCOAL PANEL
• Raw Material Cost: ₹150–₹400 per sq ft
• Thickness Required: 8–25 mm panels
• Installation Process: Panels fixed on framework or directly on wall using adhesive/screws.
• Maintenance: Easy—dusting or wiping.
• Pros: Waterproof, termite-resistant, modern fluted look.
• Cons: Limited colour options; slightly artificial finish.
• Best Use: Modern, low-maintenance bedrooms.
5) ACRYLIC
• Raw Material Cost: ₹300–₹800 per sq ft
• Thickness Required: 1–1.5 mm acrylic on MDF
• Installation Process: Acrylic sheets machine-pressed on boards and fixed.
• Maintenance: Microfiber cleaning; avoid scratches.
• Pros: Ultra-glossy, modern, reflective.
• Cons: Scratch-prone; fingerprints visible.
• Best Use: Contemporary, high-gloss interiors.
6) CNC CUT / JAALI DESIGN
• Raw Material Cost: ₹300–₹900 per sq ft
• Thickness Required: 8–18 mm MDF
• Installation Process: CNC-cut panels fixed and painted/polished.
• Maintenance: Easy cleaning.
• Pros: Custom patterns, designer look.
• Cons: Costly; design-specific.
• Best Use: Statement bedrooms.
7) PU PAINT FINISH
• Raw Material Cost: ₹180–₹450 per sq ft
• Thickness Required: MDF/ply base + PU coating
• Installation Process: Spray painted and polished.
• Maintenance: Soft cloth cleaning.
• Pros: Seamless finish, customizable colours.
• Cons: Prone to scratches/chips.
• Best Use: Modern, minimal interiors.
8) VENEER FINISH
• Raw Material Cost: ₹120–₹400 per sq ft
• Thickness Required: 16–18 mm ply + veneer
• Installation Process: Veneer pasted and polished (melamine/PU).
• Maintenance: Dry cloth; avoid moisture.
• Pros: Natural wood feel, premium finish.
• Cons: Expensive; requires polishing.
• Best Use: Premium bedrooms.

## Side Table Finishes
Side Table Finishes
Image | Details
1) LAMINATE FINISH
• Raw Material Cost: ₹80–₹300 per sq ft
• Thickness Required: 16–18 mm ply/MDF + 0.8–1 mm laminate
• Installation Process: Laminate sheets glued and edge-banded on structure.
• Maintenance: Easy—wipe with damp cloth.
• Pros: Budget-friendly, durable, wide variety.
• Cons: Less premium look.
• Best Use: Budget homes, rental furniture.
2) VENEER FINISH
• Raw Material Cost: ₹120–₹400 per sq ft
• Thickness Required: 0.5–1 mm veneer on ply
• Installation Process: Veneer sheets are bonded onto plywood/MDF using adhesive, then polished
• Maintenance: Dry cloth; avoid water.
• Pros: Natural wood look, premium finish.
• Cons: Expensive; needs polishing.
• Best Use: Master bedrooms, premium interiors.
3) PU PAINT FINISH
• Raw Material Cost: ₹180–₹450 per sq ft
• Thickness Required: MDF/ply base + PU coating
• Installation Process: Spray painted and polished (matte/gloss).
• Maintenance: Soft cloth cleaning.
• Pros: Seamless, customizable colours.
• Cons: Chips on impact.
• Best Use: Modern, minimal interiors.
4) SOLID WOOD TABLE (TEAK / SHEESHAM WOOD)
• Raw Material Cost: ₹1500–₹5000+ per sq ft
• Thickness Required: 18–40 mm sections
• Installation Process: Fully carpentered or factory-made, polished.
• Maintenance: Periodic polishing.
• Pros: Durable, timeless, premium.
• Cons: Expensive, heavy.
• Best Use: Luxury bedrooms, long-term furniture.
5) FABRIC FINISH
• Raw Material Cost: ₹300–₹1200 per sq ft
• Thickness Required: Ply base + foam + fabric/leather
• Installation Process: Upholstery fixed over structure.
• Maintenance: Vacuum; stain care.
• Pros: Soft, luxurious look.
• Cons: High maintenance.
• Best Use: Luxury bedrooms.
6) METAL FINISH (MS / SS FRAME)
• Raw Material Cost: ₹150–₹600 per sq ft
• Thickness Required: 1–3 mm metal sections
• Installation Process: Welded frame; powder-coated/painted.
• Maintenance: Low maintenance.
• Pros: Lightweight, modern, durable.
• Cons: Limited storage.
• Best Use: Minimal, industrial homes.
7) PRE-LAM PARTICLE FINISH
• Raw Material Cost: ₹60–₹150 per sq ft
• Thickness Required: 15–18 mm pre-laminated particle board/MDF
• Installation Process: Boards are factory-finished; cut and edge-banded, then assembled using connectors.
• Maintenance: Very easy—wipe with damp cloth.
• Pros: Cost-effective, quick installation, uniform finish, no polishing required.
• Cons: Limited design options; visible joints/edges; lower durability than plywood.
• Best Use: Budget homes, rental furniture, quick projects.
8) ACRYLIC FINISH
• Raw Material Cost: ₹300–₹800 per sq ft
• Thickness Required: 1–1.5 mm acrylic sheet on MDF/HDHMR
• Installation Process: Acrylic sheets machine-pressed onto boards; edges finished with edge band.
• Maintenance: Clean with microfiber cloth; avoid scratches.
• Pros: Ultra-glossy, premium look, highly reflective, modern appeal.
• Cons: Scratch-prone; fingerprints visible; higher cost than laminate.
• Best Use: Modern luxury bedrooms, high-gloss interiors.
9) MIRROR FINISH
• Raw Material Cost: ₹300–₹900 per sq ft
• Thickness Required: 5–6 mm mirror panels
• Installation Process: Mirror panels fixed on structure.
• Maintenance: Frequent cleaning required.
• Pros: Makes space look bigger; adds glamour.
• Cons: High maintenance; fragile.
• Best Use: Small bedrooms, glam interiors.
10) FLUTED PANEL FINISH
• Raw Material Cost: ₹250–₹700 per sq ft
• Thickness Required: 12–18 mm MDF/HDHMR with grooves
• Installation Process: CNC-cut grooves or ready fluted panels fixed on structure.
• Maintenance: Dust collects in grooves—regular cleaning needed.
• Pros: Trendy, adds texture and depth.
• Cons: Slightly high maintenance.
• Best Use: Modern luxury bedrooms.
Image | Details
11) LEATHERITE FINISH
• Raw Material Cost: ₹400–₹1500 per sq ft
• Thickness Required: Ply base + foam + leather
• Installation Process: Leather wrapped and stitched over panels.
• Maintenance: Requires careful cleaning; avoid stains.
• Pros: Premium, hotel-like luxury feel.
• Cons: Expensive; high maintenance.
• Best Use: Luxury bedrooms.
12) TERRAZZO FINISH
• Raw Material Cost: ₹300–₹1000 per sq ft
• Thickness Required: 15–20 mm slab / coating
• Installation Process: Precast slab fixed or terrazzo cast in mold.
• Maintenance: Easy cleaning; polishing occasionally.
• Pros: Unique patterns, very trendy.
• Cons: Heavy; slightly expensive.
• Best Use: Designer, contemporary homes.
13) CORIAN FINISH
• Raw Material Cost: ₹800–₹2500 per sq ft
• Thickness Required: 6–12 mm sheets
• Installation Process: Thermoformed and seamlessly joined.
• Maintenance: Easy; scratches can be buffed.
• Pros: Seamless, premium, hygienic.
• Cons: Very expensive.
• Best Use: Ultra-luxury interiors.
14) METAL INLAY / BRASS
• Raw Material Cost: ₹500–₹2000 per sq ft
• Thickness Required: Thin metal strips (1–3 mm)
• Installation Process: Metal inlays embedded into wood panels.
• Maintenance: Occasional polishing.
• Pros: Adds luxury detailing, designer appeal.
• Cons: Expensive; skilled work needed.
• Best Use: Premium and bespoke furniture.
15) MARBLE FINISH
• Raw Material Cost: ₹400–₹2000+ per sq ft
• Thickness Required: 15–20 mm marble slab (top); 18 mm ply/MDF base for structure (if not full marble)
• Installation Process: Marble slab cut and polished, fixed over plywood/metal base OR fully carved marble structure (in luxury cases); edges finishe, sealed.
• Maintenance: Regular cleaning with mild solution; periodic polishing; sealing recommended to avoid stains.
• Pros: Extremely premium, timeless look; heat-resistant; adds high perceived value.
• Cons: Heavy; expensive; prone to staining (especially lighter marbles); requires skilled handling.
• Best Use: Luxury bedrooms, hotel-style interiors, statement side tables.

## Study Table Finishes
Study Table Finishes
Image | Details
1) LAMINATE FINISH
• Raw Material Cost: ₹80–₹300 per sq ft
• Thickness Required: 16–18 mm ply/MDF + 0.8–1 mm laminate
• Installation Process: Laminate sheets glued and edge-banded on structure.
• Maintenance: Easy—wipe with damp cloth.
• Pros: Budget-friendly, durable, scratch-resistant, wide variety.
• Cons: Less premium look.
• Best Use: Kids’ study tables, rental homes, budget setups.
2) PRE-LAMINATED BOARD
• Raw Material Cost: ₹60–₹150 per sq ft
• Thickness Required: 15–18 mm pre-laminated board
• Installation Process: Factory-finished boards cut and assembled with connectors.
• Maintenance: Very easy cleaning.
• Pros: Cost-effective, quick installation, uniform finish.
• Cons: Visible joints; lower durability vs plywood.
• Best Use: Budget and modular furniture.
3) VENEER FINISH
• Raw Material Cost: ₹120–₹400 per sq ft
• Thickness Required: 0.5–1 mm veneer on ply
• Installation Process: Veneer applied and polished (melamine/PU).
• Maintenance: Dry cloth; avoid moisture.
• Pros: Natural wood feel, premium look.
• Cons: Expensive; requires care.
• Best Use: Home offices, premium study rooms.
4) PU PAINT
• Raw Material Cost: ₹180–₹450 per sq ft
• Thickness Required: MDF/ply base + PU coating
• Installation Process: Spray painted and polished.
• Maintenance: Soft cloth cleaning.
• Pros: Seamless, customizable colours, modern look.
• Cons: Prone to scratches.
• Best Use: Minimal and modern interiors.
5) SOLID WOOD
• Raw Material Cost: ₹1500–₹5000+ per sq ft
• Thickness Required: 18–40 mm sections
• Installation Process: Carpentry or factory-made; polished.
• Maintenance: Periodic polishing required.
• Pros: Durable, timeless, premium.
• Cons: Expensive; heavy.
• Best Use: Luxury home offices.
6) METAL FINISH
• Raw Material Cost: ₹150–₹600 per sq ft
• Thickness Required: 1–3 mm metal + board top
• Installation Process: Metal frame fabricated + top fixed.
• Maintenance: Low maintenance.
• Pros: Strong, lightweight, modern.
• Cons: Limited storage.
• Best Use: Minimal, industrial setups.
7) ACRYLIC
• Raw Material Cost: ₹300–₹800 per sq ft
• Thickness Required: 1–1.5 mm acrylic on MDF
• Installation Process: Machine-pressed sheets applied.
• Maintenance: Microfiber cleaning.
• Pros: High gloss, premium modern look.
• Cons: Scratches and fingerprints visible.
• Best Use: Contemporary interiors.
8) LEATHERETTE FINISH
• Raw Material Cost: ₹400–₹1200 per sq ft
• Thickness Required: 3–10 mm (ply base + foam optional + leatherette layer)
• Installation Process: Leatherette wrapped or pasted over desk surface or inset into wooden frame.
• Maintenance: Easy—wipe with damp cloth; avoid sharp objects.
• Pros: Premium look, smooth writing surface, stain-resistant, easy maintenance.
• Cons: Can crack/peel over time; not heat-resistant.
• Best Use: Home offices, executive desks, luxury study tables.

## Dresser Table Finishes
Dresser Table Finishes
Image | Details
1) LAMINATE FINISH
• Raw Material Cost: ₹80–₹300 per sq ft
• Thickness Required: 16–18 mm ply/MDF + laminate
• Installation Process: Laminate sheets applied and edge-banded on structure.
• Maintenance: Easy—wipe with damp cloth.
• Pros: Budget-friendly, durable, wide variety.
• Cons: Less premium look.
• Best Use: Budget homes, rental spaces.
2) PRE-LAMINATED BOARD
• Raw Material Cost: ₹60–₹150 per sq ft
• Thickness Required: 15–18 mm pre-laminated board
• Installation Process: Factory-finished boards cut and assembled.
• Maintenance: Very easy cleaning.
• Pros: Cost-effective, quick installation.
• Cons: Visible joints; less durable.
• Best Use: Budget and quick projects.
3) VENEER FINISH
• Raw Material Cost: ₹120–₹400 per sq ft
• Thickness Required: 0.5–1 mm veneer on ply
• Installation Process: Veneer applied and polished.
• Maintenance: Dry cloth; avoid moisture.
• Pros: Natural wood look, premium feel.
• Cons: Requires care; expensive.
4) PU PAINT FINISH
• Raw Material Cost: ₹180–₹450 per sq ft
• Thickness Required: MDF/ply base + PU coating
• Installation Process: Spray painted and polished (matte/gloss).
• Maintenance: Soft cloth cleaning.
• Pros: Seamless, modern, customizable colours.
• Cons: Scratches/chips possible.
• Best Use: Modern, minimal interiors.
5) MIRROR FINISH
• Raw Material Cost: ₹300–₹900 per sq ft
• Thickness Required: 5–12 mm glass/mirror
• Installation Process: Glass/mirror panels fixed on structure.
• Maintenance: Frequent cleaning required.
• Pros: Makes space look bigger; adds glamour.
• Cons: Fragile; high maintenance.
• Best Use: Small bedrooms, glam interiors.
6) MARBLE FINISH
• Raw Material Cost: ₹250–₹800 per sq ft
• Thickness Required: 10–25 mm (varies by stone type)
• Installation Process: Stone pieces/slabs fixed using adhesive + cement backing; joints may be visible or dry-stacked.
• Maintenance: Occasional dusting; sealing recommended to prevent stains.
• Pros: Natural textured look, adds depth & warmth; good for feature walls.
• Cons: Uneven surface collects dust; requires sealing; not a sleek finish.
• Best Use: Rustic interiors, accent TV walls, textured backdrops.
7) LEATHERETTE FINISH
• Raw Material Cost: ₹300–₹1200 per sq ft
• Thickness Required: Ply + foam + leatherette
• Installation Process: Upholstery fixed over panels or drawer fronts.
• Maintenance: soft clean
• Pros: Soft, luxurious, unique look.
• Cons: Maintenance required.
• Best Use: Luxury bedrooms.
8) FLUTED PANEL FINISH
• Raw Material Cost: ₹250–₹700 per sq ft
• Thickness Required: 12–18 mm MDF/HDHMR
• Installation Process: Fluted panels applied on drawer fronts.
• Maintenance: Dusting required.
• Pros: Trendy, adds texture.
• Cons: Slight maintenance.
• Best Use: Designer modern bedrooms.
9) RATTAN CANE FINISH
• Raw Material Cost: ₹150–₹500 per sq ft
• Thickness Required: Cane + wooden frame
• Installation Process: Cane woven into panels/drawers.
• Maintenance: Dry cleaning; avoid moisture.
• Pros: Natural, breathable, trendy.
• Cons: Less durable; can sag.
• Best Use: Boho, casual interiors.

## Wardrobe Shutter Finishes
Top 11 Wardrobe Shutter Finishes
Image | Details
1) FLUTED GLASS
● Raw Material Cost: ₹350–₹650 per sq ft
● Installation: Fix the fluted glass onto an 18mm MDF/ply shutter using silicone or secure it inside an aluminum/SS frame.
● Maintenance: Clean with glass cleaner and a microfiber cloth.
● Pros: It adds a luxurious, modern look and diffuses visual clutter beautifully. It also enhances the wardrobe with soft-reflected light.
● Cons: It is fragile and requires careful usage, and fingerprints appear easily on the surface.
● Best For: Walk-in wardrobes, master bedrooms
2) PU PAINT
● Raw Material Cost: ₹350–₹800 per sq ft
● Installation: Sand the MDF shutter → apply primer → apply multiple PU coats → allow curing → final polish.
● Maintenance: Wipe with a damp microfiber cloth; avoid harsh chemicals.
● Pros: It gives a seamless, ultra-premium finish and offers limitless color customization. It makes wardrobes look luxurious
● Cons: It can chip or scratch if hit, and the process is expensive and time-consuming.
● Best For: Master bedrooms, luxury wardrobes
3) RATTAN CANE
● Raw Material Cost: ₹200–₹300 (sheet), ₹350–₹600 (framed)
● Installation: Stretch the cane sheet and fix it into a wooden/MDF frame, ensuring tight tension to avoid sagging.
● Maintenance: Dust regularly and keep away from moisture.
● Pros: It creates a warm, natural ventilation-friendly wardrobe, and adds earthy, boho-style aesthetics.
● Cons: It can sag over time if not stretched properly, and it absorbs moisture in humid areas.
● Best For: Boho bedrooms, guest rooms
4) LEATHER / LEATHERETTE
● Raw Material Cost: ₹200–₹450 (leatherette), ₹800–₹2,000+ (leather)
● Installation: Apply adhesive on the shutter, stretch the leather/leatherette over it, and finish with stitching or panel grooves.
● Maintenance: Wipe gently with a damp cloth; avoid sharp objects.
● Pros: It adds a soft-touch luxurious feel and improves room acoustics by absorbing sound.
● Cons: Leatherette can peel over time, and real leather is costly and high-maintenance.
● Best For: Master bedrooms, walk-in wardrobes
5) ACRYLIC MATTE
● Raw Material Cost: ₹250–₹500 per sq ft
● Installation: Paste the acrylic sheet onto MDF using adhesive and finish with matching edge banding.
● Maintenance: Clean with a soft damp cloth to prevent scratches.
● Pros: It provides a smooth, ultra-matte modern finish and is relatively scratch-resistant.
● Cons: Corners can chip if mishandled, and the sheet cannot bend or mold easily.
● Best For: Modern bedrooms, walk-in wardrobes
6) WALLPAPER
● Raw Material Cost: ₹50–₹200 per sq ft
● Installation: Apply adhesive on a smooth sealed shutter surface and paste the wallpaper carefully to avoid bubbles.
● Maintenance: Use a soft damp cloth only on washable wallpaper.
● Pros: It offers endless design choices and is affordable for quick wardrobe makeovers.
● Cons: It can peel and fade over time, especially in humid rooms.
● Best For: Kids’ rooms, guest rooms, rental wardrobes
7) METALLIC LAMINATE
● Raw Material Cost: ₹250–₹600 per sq ft
● Installation: Paste the laminate onto MDF/ply using Fevicol SR or adhesive; add matching edge banding.
● Maintenance: Wipe regularly with a dry or slightly damp cloth.
● Pros: It gives a strong, durable metallic look and resists stains and daily wear.
● Cons: It shows fingerprints quickly, and can appear industrial if not balanced with other materials.
● Best For: Modern minimalist bedrooms, studio-style wardrobes
8) BACK-PAINTED GLASS
● Raw Material Cost: ₹450–₹900 per sq ft
● Installation: Mount the back-painted glass onto the shutter using high-grade silicone or fit it inside an aluminum frame.
● Maintenance: Clean with glass cleaner to maintain shine.
● Pros: It provides a glossy, reflective premium finish and instantly elevates the wardrobe.
● Cons: It is heavy and fragile, and fingerprints show easily.
● Best For: Master bedrooms, walk-in wardrobes
9) VENEER
● Raw Material Cost: ₹150–₹400 per sq ft + polishing
● Installation: Paste veneer sheet onto MDF/ply and finish with PU polish for protection and shine.
● Maintenance: Wipe dry and polish periodically to retain natural sheen.
● Pros: It gives a warm, natural wood feel and looks rich and organic.
● Cons: It scratches easily, and requires regular polishing to stay fresh.
● Best For: Premium bedrooms, studies, elegant wardrobes
Image | Details
10) FLUTED PANEL (MDF/WPC/WOOD)
● Raw Material Cost: ₹150–₹350 (MDF), ₹250–₹450 (WPC), ₹500–₹1,200 (Wood)
● Installation: Paste or screw the fluted panels onto the shutter and finish edges neatly.
● Maintenance: Clean grooves with a soft brush + dry cloth.
● Pros: It adds strong texture and creates a statement modern design.
● Cons: Dust accumulates in the grooves, and the panels add weight to the shutters.
● Best For: Statement wardrobes, master bedrooms
11) FABRIC PANELS
● Raw Material Cost: ₹80–₹350 per sq ft
● Installation: Add foam onto the shutter, stretch fabric over it, and fix tightly using a staple/track system.
● Maintenance: Vacuum regularly to prevent dust and lint buildup.
● Pros: It gives a soft, luxurious, boutique-style aesthetic and enhances acoustic comfort.
● Cons: It can stain easily, and absorbs dust faster than hard finishes.
● Best For: Luxury bedrooms, boutique-style wardrobes.

## 5 Wardrobe Must Haves
5 Must Have Wardrobe Internals
Image | Details
1. SHOE REVOLVING RACK
Materials: Powder-coated steel / SS rods + laminated wood shelves
Approx cost: ₹4,000 – ₹15,000 depending on size & finish
Thickness Required : Steel/rod diameter 12 – 16 mm. shelf board thickness 18 mm
Installation : Fix top & bottom plates inside wardrobe. insert revolving pole and attach shelves;
ensure smooth rotation.
Maintenance : Wipe rods & shelves monthly and avoid water to prevent rust/stains.
Pros
• Maximizes vertical shoe space neatly.
• Easy access & reduced clutter.
Cons
• Can be heavy if overloaded with shoes.
• Takes up dedicated width in a compact wardrobe.
Best Places to Use : Walk-in wardrobe, shoe zone near bedroom entrance
2. HIDDEN WATCH PULL-DOWN
Materials: Laminated wood or veneer + smooth pull mechanism
Approx cost: ₹3,000 – ₹9,000 per module
Thickness Required: Panel thickness 18 – 25 mm
Installation : Fix guided slide/pull-down mechanism inside wardrobe. attach watch tray.ensure
secure mounting.
Maintenance: Dust tray and mechanism gently. avoid spilling liquids on watches.
Pros
• Keeps watches organized & protected.
• Adds a premium, hidden feature.
Cons
• Limited capacity per module.
• Mechanism needs precise fitting or may misalign.
Best Places to Use : Walk-in wardrobe or bedroom wardrobe
3. FINGER PRINT LOCK
Materials: Metal lock body, electronic sensor unit
Approx cost: ₹1,500 – ₹6,000 depending on brand & features
Thickness Required : Lock panel cutout 18 – 25 mm door thickness
Installation : Drill cutout in door. insert lock body; connect batteries & test multiple fingerprints.
Maintenance : Wipe sensor area weekly. replace batteries as needed.
Pros
• Quick access with high security.
• No keys to lose or misplace.
Cons
• Needs battery changes.
• May misread if sensor gets dirty.
Best Places to Use : Master bedroom wardrobe for valuables
4. DRAWER ORGANSERS
Materials: Plastic, acrylic, MDF dividers
Approx cost: ₹500 – ₹4,000 per set
Thickness Required: Divider thickness 5 – 10 mm. fits existing drawer 18 mm sides.
Installation : Place or slot inside drawers. customize sections as needed.
Maintenance : Wipe weekly and remove dust.
Pros
• Keeps small items sorted & visible.
• Budget-friendly wardrobe upgrade.
Cons
• Less effective if drawer sizes vary widely.
• Plastic options may crack over time.
Best Places to Use : All wardrobe drawers. clothes, accessories, socks, belts etc.
Image | Details
5. SEAMLESS HANDLES
Materials: Aluminium/SS recessed pulls or groove channels
Approx cost: ₹200 – ₹1,200 per linear foot/handle type
Thickness Required : Groove depth 8 – 12 mm in panel. panel thickness 18 mm.
Installation : Cut groove/recess in door. fix recessed profile. ensure smooth finger grip finish.
Maintenance : Dust grooves weekly. wipe with dry cloth.
Pros
• Sleek, modern look with no protruding hardware.
• Easy to clean & ergonomic.
Cons
• More installation precision needed.
• Recessed grooves collect dust if not maintained.
Best Places to Use : All wardrobe doors for a minimalist finish

## Tv Unit Finishes
TV Unit Finishes
Image | Details
1) LAMINATE FINISH
• Raw Material Cost: ₹80–₹300 per sq ft
• Thickness Required: 0.8–1 mm laminate on ply/MDF
• Installation Process: Laminate sheets are cut, glued, and pressed on plywood/MDF; edges finished with PVC edge banding.
• Maintenance: Easy—clean with damp cloth or mild soap solution.
• Pros: Budget-friendly, durable, scratch-resistant, huge variety of colours & textures.
• Cons: Less premium look compared to veneer/PU. Edge banding may peel if poor quality.
• Best Use: Budget homes, rental properties, kids’ rooms.
2) VENEER FINISH
• Raw Material Cost: ₹120–₹400 per sq ft
• Thickness Required: 0.5–1 mm veneer on ply
• Installation Process: Veneer is glued, pressed, sanded, then polished (melamine/PU).
• Maintenance: Dry cloth only; avoid water exposure.
• Pros: Rich, natural wood look; high-end finish.
• Cons: Expensive; needs skilled labour; prone to scratches/moisture.
• Best Use: Living rooms, luxury TV units, statement walls.
3) PU PAINT FINISH
• Raw Material Cost: ₹180–₹450 per sq ft
• Thickness Required: MDF/ply base + multiple PU coats
• Installation Process: Surface is sanded, primed, spray-painted, and polished (matte/gloss).
• Maintenance: Soft cloth cleaning; avoid abrasives.
• Pros: Seamless, smooth, premium look; any colour possible.
• Cons: Expensive; chips on impact; high labour cost.
• Best Use: Modern, minimal, high-end interiors.
4) ACRYLIC FINISH
• Raw Material Cost: ₹250–₹600 per sq ft
• Thickness Required: 1 mm acrylic sheet on MDF
• Installation Process: Acrylic sheets are machine-pressed onto boards; edges laser-finished.
• Maintenance: Clean with microfiber cloth; avoid scratches.
• Pros: High gloss, mirror-like finish; very modern.
• Cons: Scratches easily; fingerprints visible.
• Best Use: Contemporary homes, sleek TV units.
5) GLASS FINISH (BACK-PAINTED / FLUTED / TINTED)
• Raw Material Cost: ₹250–₹900 per sq ft
• Thickness Required: 5–12 mm toughened glass
• Installation Process: Glass panels fixed with adhesive or framing; can be back-painted or fluted.
• Maintenance: Glass cleaner required; frequent cleaning needed.
• Pros: Reflective, makes space look bigger; modern aesthetic.
• Cons: Fingerprints, fragile if mishandled.
• Best Use: Small living rooms, modern luxury spaces.
6) NATURAL STONE CLADDING (SLATE / SANDSTONE / STACK STONE)
• Raw Material Cost: ₹250–₹800 per sq ft
• Thickness Required: 10–25 mm (varies by stone type)
• Installation Process: Stone pieces/slabs fixed using adhesive + cement backing; joints may be visible or dry-stacked.
• Maintenance: Occasional dusting; sealing recommended to prevent stains.
• Pros: Natural textured look, adds depth & warmth; good for feature walls.
• Cons: Uneven surface collects dust; requires sealing; not a sleek finish.
• Best Use: Rustic interiors, accent TV walls, textured backdrops.
7) MARBLE CLADDING
• Raw Material Cost: ₹300–₹1500+ per sq ft
• Thickness Required: 15–20 mm slab
• Installation Process: Marble slabs fixed using adhesive + mechanical clamps; polished on-site or factory-finished.
• Maintenance: Regular wiping; periodic polishing recommended.
• Pros: Ultra-premium look, natural patterns, enhances luxury appeal.
• Cons: Porous and stain-prone if unsealed; expensive; requires skilled labour.
• Best Use: Luxury TV feature walls, statement living rooms.
8) GRANITE CLADDING
• Raw Material Cost: ₹200–₹600 per sq ft
• Thickness Required: 15–20 mm slab
• Installation Process: Granite slabs fixed using adhesive + mechanical support; machine-polished finish.
• Maintenance: Very low; easy cleaning with damp cloth.
• Pros: Highly durable, scratch-resistant, water & stain resistant.
• Cons: Limited design variety; heavier visual appearance; less luxurious than marble.
• Best Use: Practical homes, modern dark-themed interiors, low-maintenance TV walls.
9) CHARCOAL PANELS
• Raw Material Cost: ₹180–₹400 per sq ft
• Thickness Required: 8–25 mm panels
• Installation Process: Panels are cut to size and fixed on a plywood/MDF base using adhesive or screws; joints aligned seamlessly.
• Maintenance: Easy—dusting with cloth or vacuum; occasional wipe.
• Pros: Modern matte finish, termite & moisture resistant, lightweight compared to wood.
• Cons: Limited colour options (mostly dark tones); can look repetitive if overused.
• Best Use: Contemporary TV feature walls, fluted panel backdrops, modern interiors.
10) WPC PANELS (WOOD PLASTIC COMPOSITE)
• Raw Material Cost: ₹150–₹350 per sq ft
• Thickness Required: 8–25 mm panels
• Installation Process: Panels fixed on framework or directly on wall using screws/adhesive; grooves interlocked for seamless finish.
• Maintenance: Low—wipe with damp cloth; no polishing required.
• Pros: Waterproof, termite-proof, wood-like finish, suitable for humid areas.
• Cons: Slightly artificial look compared to real wood; limited premium feel.
• Best Use: Budget-friendly TV units, rental homes, moisture-prone areas.
11) FLUTED / GROOVED PANELS
• Raw Material Cost: ₹200–₹600 per sq ft
• Thickness Required: 12–18 mm panel
• Installation Process: Grooved panels cut and fixed; painted/laminated/veneered.
• Maintenance: Dust grooves with brush/vacuum.
• Pros: Trendy, adds depth & texture.
• Cons: Dust accumulation; harder to clean.
• Best Use: Statement TV walls.
12) METAL ACCENTS (SS / BRASS / MS)
• Raw Material Cost: ₹500–₹2000 per sq ft
• Thickness Required: 1–2 mm sheets
• Installation Process: CNC-cut metal sheets fixed with adhesive/screws; polished or coated.
• Maintenance: Metal cleaner; avoid harsh chemicals.
• Pros: Ultra-luxury, bold design element.
• Cons: Expensive; fingerprints visible.
• Best Use: Luxury interiors, designer TV units.
13) WALLPAPER FINISH
• Raw Material Cost: ₹80–₹400 per sq ft
• Thickness Required: Surface finish layer (paper/vinyl-based)
• Installation Process: Wallpaper pasted on a smooth, prepared wall using adhesive; joints aligned carefully.
• Maintenance: Gentle cleaning with dry cloth; avoid water exposure (except washable wallpapers).
• Pros: Wide variety of designs, quick installation, budget-friendly transformation.
• Cons: Can peel over time; sensitive to moisture; less durable.
• Best Use: Budget TV walls, rental homes, quick makeovers.
14) TEXTURED PAINT FINISH
• Raw Material Cost: ₹120–₹500 per sq ft
• Thickness Required: 2–5 mm textured coating
• Installation Process: Texture paint applied using tools (roller/trowel/spray) over primed surface to create patterns.
• Maintenance: Easy—wipe with damp cloth; more durable than wallpaper.
• Pros: Seamless finish, more durable, variety of textures (stucco, concrete, etc.).
• Cons: Requires skilled applicator; difficult to repair patches.
• Best Use: Feature TV walls, modern and contemporary interiors.
15) MIRROR FINISH (CLEAR / BRONZE / SMOKED)
• Raw Material Cost: ₹500–₹2000 per sq ft
• Thickness Required: 1–2 mm sheets
• Installation Process: CNC-cut metal sheets fixed with adhesive/screws; polished or coated.
• Maintenance: Metal cleaner; avoid harsh chemicals.
• Pros: Ultra-luxury, bold design element.
• Cons: Expensive; fingerprints visible.
• Best Use: Luxury interiors, designer TV units.
16) LEATHER / UPHOLSTERED PANELS
• Raw Material Cost: ₹300–₹1200 per sq ft
• Thickness Required: 12–25 mm panel with foam + fabric/leather
• Installation Process: Foam-padded panels upholstered and fixed onto backing board.
• Maintenance: Vacuum + occasional dry cleaning.
• Pros: Soft, luxurious, improves acoustics.
• Cons: Can stain; not ideal for dusty homes.
• Best Use: Luxury homes, home theatres.
17) CNC CUT PANELS
• Raw Material Cost: ₹250–₹900 per sq ft
• Thickness Required: 8–18 mm
• Installation Process: CNC-cut sheets fixed with backlighting (optional).
• Maintenance: Dusting + wipe.
• Pros: Custom patterns, dramatic visual impact.
• Cons: Dust accumulation in cuts.
• Best Use: Feature walls, modern statement designs.
18) CORIAN
• Raw Material Cost: ₹800–₹2500 per sq ft
• Thickness Required: 6–12 mm sheets
• Installation Process: Sheets joined seamlessly, can be backlit.
• Maintenance: Easy cleaning; polishable surface.
• Pros: Seamless joints, ultra-premium, backlit effects possible.
• Cons: Expensive.
• Best Use: Ultra-luxury TV units, modern villas.
19) CONCRETE FINISH
• Raw Material Cost: ₹180–₹500 per sq ft
• Thickness Required: 2–5 mm coating
• Installation Process: Applied in layers over base surface and sealed.
• Maintenance: Damp cloth cleaning; resealing over time.
• Pros: Seamless, industrial, modern aesthetic.
• Cons: Skilled labour needed; cracks if poorly applied.
• Best Use: Industrial, contemporary homes.
20) WALL MOULDING + PAINT
• Raw Material Cost: ₹120–₹400 per sq ft
• Thickness Required: 10–25 mm panels
• Installation Process: Panels glued and painted.
• Maintenance: Dusting required regularly.
• Pros: Adds depth, visually interesting.
• Cons: Can look busy if overdone.
• Best Use: Accent TV walls.
21) 3D WALL PANELS (PVC / GYPSUM)
• Raw Material Cost: ₹300–₹1200 per sq ft
• Thickness Required: 12–25 mm panel with foam + fabric/leather
• Installation Process: Foam-padded panels upholstered and fixed onto backing board.
• Maintenance: Vacuum + occasional dry cleaning.
• Pros: Soft, luxurious, improves acoustics.
• Cons: Can stain; not ideal for dusty homes.
• Best Use: Luxury homes, home theatres.
22) TILE CLADDING (VITRIFIED)
• Raw Material Cost: ₹100–₹800 per sq ft
• Thickness Required: 6–12 mm
• Installation Process: Tiles fixed with adhesive + grout.
• Maintenance: Very easy; water-resistant.
• Pros: Durable, marble look at lower cost.
• Cons: Visible joints (unless large slabs).
• Best Use: Budget luxury designs.
23) BACKLIT PANELS
• Raw Material Cost: ₹150–₹600 per sq ft (excluding finish)
• Thickness Required: Depends on finish + lighting cavity
• Installation Process: LED strips installed behind panels (acrylic/corian/CNC).
• Maintenance: Occasional electrical check.
• Pros: Dramatic ambience, enhances any finish.
• Cons: Requires planning + wiring.
• Best Use: Feature TV walls, luxury interiors
24) STONE VENEER (FLEXIBLE STONE)
• Raw Material Cost: ₹180–₹500 per sq ft
• Raw Material Cost: ₹250–₹700 per sq ft
• Thickness Required: 1–3 mm sheets
• Installation Process: Flexible sheets glued onto substrate.
• Maintenance: Easy wipe cleaning.
• Pros: Real stone look without weight.
• Cons: Limited availability.
Best Use: Accent TV walls

## Kitchen colours
Top Kitchen Colour Combinations
Image | Sr. No. | Colour Combination
| 1 | White Countertop + Mint Green Shutters
| 2 | White Marble Countertop + Beige Shutters
| 3 | Light Cream Countertop + Light Terracotta Shutters
| 4 | White Countertop + Pastel Blue Shutters + Light Wooden Handles
| 5 | Greige Overhead Storage + Sea Green Under-Counter Shutters + White Countertop
| 6 | Pastel Blue + White Satuario Marble
| 7 | White Marble Countertop + Beige Shutters
| 8 | Plain Burgundy + Textures Burgundy
| 9 | Biege Marble + Lavender + Light Lavender
| 10 | Light Pink Overhead + Beige Countertop + Light Pink Undercounter
| 11 | Light Plum Overhead + Light Green Countertop + Greyish-Green Undercounter
| 12 | Plumish-Brown Overhead + Light Cream Countertop + Light Beige Undercounter

## Bedroom colours
Top Bedroom Colour Combinations
Image | Sr. No. | Colour Combination
| 1 | Taupe and Dark wood
| 2 | Blue + Light Wood
| 3 | Plum + White
| 4 | Lavender + White
| 5 | Greige + Light Wood
| 6 | Lime Green + Walnut Wood
| 7 | Tan + Green
| 8 | Cream + Off white
| 9 | Light Grey + White
| 10 | Green + Brown
| 11 | Plum + Grey

## Bathroom colours
Top Bathroom Colour Combinations
Image | Sr. No. | Colour Combination
| 1 | Taupe + Beige
| 2 | Light Plum + White
| 3 | Blue + White + Black
| 4 | Lavender + White
| 5 | Greige + Black
| 6 | Pastel Blue + Gold Fittings
| 7 | Light Plum Counter Shutter & Basin + Off White
| 8 | Lime Plaster + Walnut Wood Door
| 9 | Pink Accent Stripe Tiles + Beige Floor & Wall Tiles + Gold Fittings
| 10 | Terracotta Accent Tiles + Black Fittings + Terrazzo Tile Backsplash
| 11 | Light Cream Wall & Flooring Tiles + Blue Wall Tiles
| 12 | Light Plum Wall Tiles + Beige Wall & Floor Tiles
| 13 | Lime Plaster Floor & Walls + Cane Lights
| 14 | Light Pink Overhead + Beige Countertop + Light Pink Undercounter
| 15 | Light Plum Overhead + Light Green Countertop + Greyish-Green Undercounter
| 16 | Plumish-Brown Overhead + Light Cream Countertop + Light Beige Undercounter

## Living Room colours
Top Living Room Colour Combinations
Image | Sr. No. | Colour Combination
| 1 | Greige + Green
| 2 | Taupe + Cane
| 3 | Moccha Mouse + Light Wood
| 4 | Light Grey +Mushroom
| 5 | Beige +Wine

## (Top)Kitchen Counter Top
Kitchen Counter Top Finishes
Image | Sr. No | Material | Cost (sq.ft) | Thk(mm) | Best Places to Use | Brands:
| 1 | Engineered Quiartz | ₹400–₹1200 | 15–20 | Modern kitchens | Caesarstone, Kalinga Stone
| 2 | Granite | ₹150–₹600 | 18-20 | Indian kitchens | RK Marble
| 3 | NATURAL QUARTZITE | ₹500–₹2000 | 18–20 | High-end luxury kitchens. | Balaji Stone Export
| 4 | 15 MM TILES | ₹80–₹250 | 15 | Budget kitchens, utility areas. | Italica Tiles
| 5 | CORIAN | ₹800–₹2500 | 6–12 | Luxury kitchens | Evo Surfaces
| 6 | NATURAL MARBLE | ₹300–₹1500 | 18–20 | Low-usage luxury kitchens. | Classic Marble Company
| 7 | TERRAZZO SLABS | ₹300–₹900 | 15–20 | Designer kitchens | Kalinga Stone
| 8 | CONCRETE MICROTOPPING | ₹200–₹600 | 10–40 | Industrial kitchens. | Colortale
| 9 | PORCELAIN STONE | ₹600–₹2000 | 6–12 | High-end modern kitchens. | AGL
| 10 | STAINLESS STEEL | ₹800–₹2500 | 1.2 | Commercial kitchens. | Jindal Stainless

## (Bottom)Kitchen Counter Top
Kitchen Counter Top Finishes
Image | Details
1) ENGINEERED QUARTZ
• Raw Material Cost (sq.ft): ₹400–₹1200
• Thk(mm): 15–20
• Installation Process: Factory-cut slabs installed over base; joints sealed.
• Maintenance: Very low, easy cleaning.
• Pros: Non-porous, stain-resistant, uniform finish.
• Cons: Not fully heat-proof; expensive.
• Best Places to Use : Modern kitchens
• Brands : Caesarstone, Kalinga Stone
2) GRANITE
• Raw Material Cost (sq.ft): ₹150–₹600
• Thk(mm): 18–20
• Installation Process: Slab installed and edge polished.
• Maintenance: Very low, occasional sealing.
• Pros: Highly durable, heat-resistant, affordable.
• Cons: Limited patterns vs quartz.
• Best Places to Use : Indian kitchens
• Brands : RK Marble
3) NATURAL QUARTZITE
• Raw Material Cost (sq.ft): ₹500–₹2000
• Thk(mm): 18–20
• Installation Process: Slab installed and edge polished.
• Maintenance: Moderate; sealing required.
• Pros: Stronger than marble; natural luxury look.
• Cons: Expensive; limited availability.
• Best Places to Use: High-end luxury kitchens.
• Brands : Balaji Stone Export
4) 15 MM TILES
• Raw Material Cost(sq.ft): ₹80–₹250
• Thk(mm): 15
• Installation Process: Tiles fixed over base with grout joints.
• Maintenance: Grout cleaning required.
• Pros: Budget-friendly, easy replacement.
• Cons: Joints visible; less premium.
• Best Places to Use:: Budget kitchens, utility areas.
• Brands : Italica Tiles
5) CORIAN
• Raw Material Cost(sq.ft): ₹800–₹2500
• Thk(mm): 6–12
• Installation Process: Seamless joining; can integrate sink.
• Maintenance: Easy; scratches repairable.
• Pros: Seamless, hygienic, premium finish.
• Cons: Heat-sensitive; expensive.
• Best Places to Use: Luxury kitchens
• Brands : Evo Surfaces
6) NATURAL MARBLE
• Raw Material Cost (sq.ft): ₹300–₹1500
• Thk(mm): 18–20
• Installation Process: Slabs installed and polished
• Maintenance: Needs sealing; prone to stains.
• Pros: Premium, elegant, natural beauty.
• Cons: Porous; stains easily; high maintenance.
• Best Places to Use: Low-usage luxury kitchens.
• Brands : Classic Marble Company
7) TERRAZZO SLABS
• Raw Material Cost: (sq.ft)₹300–₹900
• Thk(mm)15–20
• Installation Process: Precast slabs installed and polished.
• Maintenance: Easy; durable surface.
• Pros: Unique patterns, trendy look.
• Cons: Slightly porous; niche aesthetic.
• Best Places to Use: Designer kitchens
• Brands : KalingaStone
8) CONCRETE MICROTOPPING
• Raw Material Cost:(sq.ft) ₹200–₹600
• Thk(mm): 10–40
• Installation Process: Cast-in-place or coated over base.
• Maintenance: Sealing required.
• Pros: Seamless, modern, industrial look.
• Cons: Can crack; requires expertise.
• Best Places to Use: Industrial kitchens.
• Brands :Colortale:
9) PORCELAIN STONE
• Raw Material Cost(sq.ft) : ₹600–₹2000
• Thk(mm): 6–12
• Installation Process: Installed over support base.
• Maintenance: Very low maintenance.
• Pros: Heat-proof, scratch-resistant, ultra-modern.
• Cons: Expensive; needs skilled installation.
• Best Places to Use: High-end modern kitchens.
• Brands : AGL
10) STAINLESS STEEL
• Raw Material Cost (sq.ft) : ₹800–₹2500
• Thk(mm): 1.2
• Installation Process: Fabricated and fixed.
• Maintenance: Easy; hygienic cleaning.
• Pros: Waterproof, hygienic, heat-resistant.
• Cons: Scratches visible; industrial look.
• Best Places to Use Commercial kitchens.
• Brands : Jindal Stainless

## Kitchen Shutter Finishes
Kitchen Shutter Finishes
Image | Details
1) Laminate
• Raw Material Cost: ₹80–₹300 per sq ft
• Thickness Required: 0.8–1 mm laminate on ply/MDF
• Installation Process: Laminate sheets are cut, glued, and pressed on plywood/MDF; edges finished with PVC edge banding.
• Maintenance: Easy—clean with damp cloth or mild soap solution.
• Pros: Budget-friendly, durable, scratch-resistant, huge variety of colours & textures.
• Cons: Less premium look compared to veneer/PU. Edge banding may peel if poor quality.
• Best Use: Budget homes, rental properties, kids’ rooms.
2) Veneer
• Raw Material Cost: ₹120–₹400 per sq ft
• Thickness Required: 0.5–1 mm veneer on ply
• Installation Process: Veneer is glued, pressed, sanded, then polished (melamine/PU).
• Maintenance: Dry cloth only; avoid water exposure.
• Pros: Rich, natural wood look; high-end finish.
• Cons: Expensive; needs skilled labour; prone to scratches/moisture.
• Best Use: Living rooms, luxury TV units, statement walls.
3) PU Paint
• Raw Material Cost: ₹180–₹450 per sq ft
• Thickness Required: MDF/ply base + multiple PU coats
• Installation Process: Surface is sanded, primed, spray-painted, and polished (matte/gloss).
• Maintenance: Soft cloth cleaning; avoid abrasives.
• Pros: Seamless, smooth, premium look; any colour possible.
• Cons: Expensive; chips on impact; high labour cost.
• Best Use: Modern, minimal, high-end interiors.
4) Acrylic
• Raw Material Cost: ₹250–₹600 per sq ft
• Thickness Required: 1 mm acrylic sheet on MDF
• Installation Process: Acrylic sheets are machine-pressed onto boards; edges laser-finished.
• Maintenance: Clean with microfiber cloth; avoid scratches.
• Pros: High gloss, mirror-like finish; very modern.
• Cons: Scratches easily; fingerprints visible.
• Best Use: Contemporary homes, sleek TV units.
5) Glass
• Raw Material Cost: ₹250–₹900 per sq ft
• Thickness Required: 5–12 mm toughened glass
• Installation Process: Glass panels fixed with adhesive or framing; can be back-painted or fluted.
• Maintenance: Glass cleaner required; frequent cleaning needed.
• Pros: Reflective, makes space look bigger; modern aesthetic.
• Cons: Fingerprints, fragile if mishandled.
• Best Use: Small living rooms, modern luxury spaces.
6) N
• Raw Material Cost: ₹250–₹800 per sq ft
• Thickness Required: 10–25 mm (varies by stone type)
• Installation Process: Stone pieces/slabs fixed using adhesive + cement backing; joints may be visible or dry-stacked.
• Maintenance: Occasional dusting; sealing recommended to prevent stains.
• Pros: Natural textured look, adds depth & warmth; good for feature walls.
• Cons: Uneven surface collects dust; requires sealing; not a sleek finish.
• Best Use: Rustic interiors, accent TV walls, textured backdrops.
7) C
• Raw Material Cost: ₹180–₹400 per sq ft
• Thickness Required: 8–25 mm panels
• Installation Process: Panels are cut to size and fixed on a plywood/MDF base using adhesive or screws; joints aligned seamlessly.
• Maintenance: Easy—dusting with cloth or vacuum; occasional wipe.
• Pros: Modern matte finish, termite & moisture resistant, lightweight compared to wood.
• Cons: Limited colour options (mostly dark tones); can look repetitive if overused.
• Best Use: Contemporary TV feature walls, fluted panel backdrops, modern interiors.

## 5 Kitchen Must Haves
5 Kitchen Must Have Kitchen Internals
Image | Details
1.CORNER DRAWERS
Materials: Laminated MDF/ply with heavy-duty runners
Approx cost: ₹4,000 – ₹12,000 per unit
Thickness Required :Drawer front & box: 18 – 22 mm. heavy duty runners.
Installation Process: Install cabinet carcass → fit heavy-duty runners → assemble and attach corner drawer panels → adjust for smooth glide.
Maintenance : Wipe runners and drawer boxes regularly. avoid overloading.
Pros
• Makes full use of awkward corner space.
• Easy access compared to blind corner shelves.
Cons
• Slightly higher cost than regular drawers.
• Needs accurate planning & measurement.
Best Places to Use : Kitchen base cabinets corners for pots, pans, mixes.
2. MULTI FUNTIONAL SINK
Materials: SS 304/316 kitchen sink with accessories
Approx cost: ₹6,000 – ₹25,000 depending on size
Thickness Required :Sink gauge 0.8 – 1.2 mm for stainless steel. countertop cutout accordingly
Installation Process :Cut countertop opening → drop-in or under-mount sink → seal edges with silicone → connect drain & faucet.
Maintenance: Clean and dry after usE. avoid harsh acids to protect finish.
Pros
• Combines prep, wash & drain zones in one unit.
• Saves counter space and improves workflow.
Cons
• Higher upfront cost than standard single sink.
• Accessories may require storage space.
Best Places to Use :Main kitchen counter near dishwasher or prep area
3. TALL UTILITY UNIT
Materials: Laminated MDF/ply with adjustable shelves & hardware
Approx cost: ₹12,000 – ₹40,000 depending on height & fittings
Thickness Required :Panels 18 – 22 mm. shelves 18 mm
Installation Process: Construct carcass → install vertical tall unit → fit shelves & doors
→ align hardware.
Maintenance : Wipe inside/outside monthly. check shelf clips.
Pros
• Maximizes vertical storage for oils, grains & appliances.
• Keeps tall items organized and easy to reach.
Cons
• Needs careful planning to access top shelves.
• Occupies vertical wall space.
Best Places to Use :Pantry wall, kitchen tall storage zones, near ovens/fridge
4. DRAWER INTERNALS
Materials: Acrylic/wood/plastic dividers
• Approx cost: ₹500 – ₹4,000 per drawer set
Thickness Required :Dividers 5 – 10 mm. drawer sides usually 18 mm
Installation Process : Slot or place organisers in drawers → adjust compartments based on
utensils/plates.
Maintenance : Clean weekly; remove crumbs & wipe dry.
Pros
• Keeps utensils, cutlery & tools neatly sorted.
• Budget-friendly and customizable.
Cons
• Plastic organisers may wear or crack.
• Needs precise sizing per drawer.
Best Places to Use : All kitchen drawers for cutlery, tools, wraps, spices
5.SHUTTER STORAGES ( UPPER AND LOWER)
Materials: Laminated MDF/ply or membrane/veneer finishes
Styles: Full Tall unit, automatic overhead storage, roller shutters etc.
Thickness Required :Shutter panels 18 – 22 mm
Installation Process : Build cabinets → fix top/bottom frames → mount shutters with hinges
→ align & adjust.
Maintenance : Wipe shutters weekly and avoid excess water on surfaces.
Pros
• Conceals clutter elegantly and protects items from dust.
• Wide style & finish options to suit kitchen theme.
Cons
• Frequent use hinges may loosen over time.
• Higher cost for premium finishes.
Best Places to Use : Upper & lower kitchen cabinets across the kitchen

## Sheet3
Mirror | Details
Description | Glass coated with reflective metallic layer used for reflection.
Types | Plain mirror, antique mirror, tinted mirror
Sizes | Custom
Thickness | 4mm – 6mm
Price Range | ₹150 – ₹600 per sq ft
Brands | Saint Gobain
Applications | Wall panels, bathrooms
Pros | Expands space visually
Cons | Scratches
Installation | Adhesive fixing
Maintenance | Glass cleaner
Paint | Details
Description | Liquid coating applied on walls to protect and decorate surfaces.
Types | Emulsion paint, enamel paint, PU paint, texture paint
Sizes | 1L – 20L packs
Thickness | Multiple coats
Price Range | ₹20 – ₹120 per sq ft
Brands | Asian Paints, Berger, Dulux
Applications | Walls, furniture
Pros | Huge colour range
Cons | Requires repainting
Installation | Roller/spray
Maintenance | Washable paints available
Fabric | Details
Description | Upholstery textile used for furniture and wall panels. Boucle fabric has looped yarn texture.
Types | Cotton, velvet, boucle
Sizes | Fabric rolls
Thickness | Varies
Price Range | ₹200 – ₹2000 per meter
Brands | D'Decor
Applications | Sofas, chairs
Pros | Comfort
Cons | Stains
Installation | Upholstery
Maintenance | Dry cleaning
Cane | Details
Description | Natural woven rattan material used in furniture and panels.
Types | Natural cane, synthetic cane
Sizes | Sheets
Thickness | Thin weave
Price Range | ₹150 – ₹450 per sq ft
Brands | Local craftsmen
Applications | Furniture panels
Pros | Natural aesthetic
Cons | Sensitive to moisture
Installation | Stapled to frame
Maintenance | Keep dry
Metal | Details
Description | Structural and decorative materials used for frames and finishes.
Types | Stainless steel, aluminium, brass, mild steel
Sizes | Profiles and sheets
Thickness | 0.5mm – 5mm
Price Range | ₹200 – ₹1000 per sq ft
Brands | Jindal
Applications | Frames, railings
Pros | Strong
Cons | Can rust
Installation | Welding/fixing
Maintenance | Polishing
PU Polish |  | ₹180 – ₹450 / sq.ft
Duco Paint |  | ₹150 – ₹350 / sq.ft
Texture Paint |  | ₹25 – ₹80 / sq.ft

## Overview Interior Material
Interior Material | Typical Price Range | Recommended Brands
Vitrified Tiles | ₹60 – ₹250 / sq.ft | Kajaria, Somany, Johnson
Ceramic Tiles | ₹40 – ₹120 / sq.ft | Kajaria, Somany
Natural Marble | ₹150 – ₹1,200 / sq.ft | RK Marble, Classic Marble Company
Granite | ₹120 – ₹400 / sq.ft | Pokarna, Rashi Granite
Engineered Quartz | ₹350 – ₹800 / sq.ft | Caesarstone, KalingaStone
Laminates (1mm) | ₹70 – ₹250 / sq.ft | Greenlam, Merino, CenturyLaminates
Acrylic Laminates | ₹250 – ₹600 / sq.ft | Greenlam, Stylam
Veneer | ₹80 – ₹250 / sq.ft | Century Veneers, Durian
PU Polish | ₹180 – ₹450 / sq.ft | ICA Pidilite, Asian Paints
Duco Paint | ₹150 – ₹350 / sq.ft | Asian Paints, Berger
Texture Paint | ₹25 – ₹80 / sq.ft | Asian Paints Royale Play, Nerolac Impressions
Wallpaper | ₹60 – ₹300 / sq.ft | Marshalls, Excel Wallpapers
WPC Boards | ₹120 – ₹220 / sq.ft | Alstone, Ecoste
PVC Panels | ₹60 – ₹150 / sq.ft | Dumaplast, Polycab
Gypsum Board | ₹35 – ₹80 / sq.ft | Saint-Gobain Gyproc
Corian / Solid Surface | ₹450 – ₹1,200 / sq.ft | Dupont Corian, LG Hi-Macs
Glass (Toughened) | ₹180 – ₹350 / sq.ft | Saint-Gobain Glass
Fluted Panels | ₹180 – ₹350 / sq.ft | Action Tesa, Greenpanel
Charcoal Panels | ₹200 – ₹450 / sq.ft | Advance Laminates, Alstone
SPC Flooring | ₹180 – ₹350 / sq.ft | Welspun Flooring, Responsive